## Quoting
Septic Tank 'Quoting'
2800-3000L
| Type | £ (ex VAT) | £ (incVAT) | Source | Link
| Onion | 582 | 698.4 | Tanks Direct | https://www.tanks-direct.co.uk/klargester-alpha-2800-litre-septic-tank/p5902
| Onion | 497 | 596.4 | Tanks Direct | https://www.tanks-direct.co.uk/clearwater-alpha-2800-litre-septic-tank/p5903?gclid=Cj0KCQiA1KiBBhCcARIsAPWqoSqes-jY5bGN199PoX-6oGIxI4VFfODGtrH2BOmhNh7BrH1_f0qJKoUaAjWgEALw_wcB
| Onion | 498 | 597.6 | Tanks for everything | https://www.tanksforeverything.co.uk/clearwater-2800-litre-septic-tank-free-lid--frame-409-p
| Onion |  | 595 | Wastewater Supplies | https://www.wastewater-supplies.com/collections/septic-tanks/products/clearwater-septic-tank-2-800-litre
| Onion | 599 | 718 | UK septic tanks | https://www.ukseptictanks.co.uk/septic-tank/onion-shape/Septic-tank-2800
| Onion | 558 | 669 | UK septic tanks | https://www.ukseptictanks.co.uk/septic-tank/onion-shape/septic-tank-2800-4-6-population
| Shallow Dig | 809 | 970.8 | Tanks Direct | https://www.tanks-direct.co.uk/clearwater-2800-litre-shallow-dig-septic-tank/p5890?gclid=Cj0KCQiA1KiBBhCcARIsAPWqoSpBJqg2b6A4Fshqu4_qOWa8iXrdyIhzjWaC0mc8yzZG16GpxLjj6MYaAsdEEALw_wcB
| Shallow Dig | 815 | 978 | Tanks Direct | https://www.tanks-direct.co.uk/klargester-gamma-2800-litre-septic-tank-single-stage/p2997
| Shallow Dig | 808 | 969.6 | Tanks Direct | https://www.tanks-direct.co.uk/klargester-sigma-2800-litre-shallow-dig-septic-tank/p5889
| Shallow Dig | 779 | 934.8 | Tanks for everything | https://www.tanksforeverything.co.uk/2800-litre-shallow-dig-septic-tank-1083-p
| Shallow Dig | 695 | 834 | Tanks for everything | https://www.tanksforeverything.co.uk/tricel-vento-6-shallow-dig-septic-tank-3000-litres-p
| Shallow Dig | 795 | 954 | Tanks for everything | https://www.tanksforeverything.co.uk/waste-water/septic-tanks/klargester-gamma-septic-tank-2800-litres-gst028
| Shallow Dig | 699 | 838.8 | Tanks for everything | https://www.tanksforeverything.co.uk/waste-water/septic-tanks/conder-millennium-3000-litre-shallow-dig-septic-tank-mill3r-6-person
| 3700-3900L |  | 10 pe
Type
| Onion | 724 | 868.8 | Tanks Direct | https://www.tanks-direct.co.uk/klargester-alpha-3800-litre-septic-tank/p5904
| Onion | 638 | 765.6 | Tanks Direct | https://www.tanks-direct.co.uk/clearwater-alpha-3800-litre-septic-tank/p5905
| Onion | 998 | 1197.6 | Tanks Direct | https://www.tanks-direct.co.uk/harlequin-3800-litre-septic-tank/p5863
| Onion | 686 | 823 | UK septic tanks | https://www.ukseptictanks.co.uk/septic-tank/onion-shape/septic-tank-3800-10-population
| Onion | 749 | 898 | UK septic tanks | https://www.ukseptictanks.co.uk/septic-tank/onion-shape/septic-tank-3800
| Onion |  | 795 | Wastewater Supplies | https://www.wastewater-supplies.com/collections/septic-tanks/products/marsh-euro-septic-spherical-septic-tank-3-800l
| Onion |  | 765 | Wastewater Supplies | https://www.wastewater-supplies.com/collections/septic-tanks/products/clearwater-septic-tank-3-800-litre
| Shallow Dig | 974 | 11680 | Tanks Direct | https://www.tanks-direct.co.uk/klargester-sigma-3800-litre-shallow-dig-septic-tank/p5891
| Shallow Dig | 911 | 1093.2 | Tanks Direct | https://www.tanks-direct.co.uk/clearwater-3800-litre-shallow-dig-septic-tank/p5892
| Shallow Dig | 917 | 1100.4 | UK septic tanks | https://www.ukseptictanks.co.uk/septic-tank/Clearwatershalow3800
| Shallow Dig |  | 1078.8 | UK septic tanks | https://www.ukseptictanks.co.uk/septic-tank/graf-carat-3750
| Shallow Dig |  | 930 | UK septic tanks | https://www.ukseptictanks.co.uk/septic-tank/Conder-Millennium-Septic-Tank-4000
| Shallow Dig |  | 1162.8 | UK septic tanks | https://www.ukseptictanks.co.uk/septic-tank/klargester-low-profile-septic-tank-3800
| Shallow Dig |  | 1090 | Wastewater Supplies | https://www.wastewater-supplies.com/collections/septic-tanks/products/clearwater-shallow-septic-tank-3-800-litre
| 5500 - 5700 |  | 20 PE
| Shallow Dig | 1428 | 1713.6 | Tanks Direct | https://www.tanks-direct.co.uk/clearwater-5700-litre-shallow-dig-septic-tank/p5896
| Shallow Dig |  | 1710 | Wastewater Supplies | https://www.wastewater-supplies.com/collections/septic-tanks/products/clearwater-shallow-septic-tank-5-700-litre
| Shallow Dig |  | 1718 | Tanks Direct | https://www.tanks-direct.co.uk/klargester-sigma-5700-litre-shallow-dig-septic-tank/p5895
| Shallow Dig |  | 1678.8 | UK Septic Tanks | https://www.ukseptictanks.co.uk/septic-tank/clearwatershalow5700
| Shallow Dig |  | 1748.8 | UK Septic Tanks | https://www.ukseptictanks.co.uk/septic-tank/Klargester-low-profile-septic-tank-5700
Shallow Dig
Shallow Dig
7150
| Shallow Dig |  | 1789 | Tanks Direct | https://www.tanks-direct.co.uk/clearwater-7150-litre-shallow-dig-septic-tank/p5898
| Shallow Dig |  | 1999 | Tanks Direct | https://www.tanks-direct.co.uk/klargester-sigma-7150-litre-shallow-dig-septic-tank/p5897
Shallow Dig
Shallow Dig
Shallow Dig
Shallow Dig
Shallow Dig
9150
| Shallow Dig |  | 2250 | Tanks Direct | https://www.tanks-direct.co.uk/klargester-sigma-9150-litre-shallow-dig-septic-tank/p5899
| Shallow Dig |  | 2252 | Tanks Direct | https://www.tanks-direct.co.uk/clearwater-9150-litre-shallow-dig-septic-tank/p5900
| Shallow Dig |  | 2660 | Wastewater Supplies | https://www.wastewater-supplies.com/collections/shallow-septic-tanks/products/clearwater-shallow-septic-tank-9-150-litre
Shallow Dig
Shallow Dig
Shallow Dig
Shallow Dig
British Standard
| 30 PE Tank Options |  | >7400 L
Type | Size (m3) | £ (ex VAT) | £ (incVAT) | Source | Link
Shallow Dig | 8 |  | 1745 | Wastewater supplies | https://www.wastewater-supplies.com/collections/shallow-septic-tanks/products/conder-shallow-septic-tank-8-000-litre
Shallow Dig | 8 |  | 1975 | Wastewater supplies | https://www.wastewater-supplies.com/collections/shallow-septic-tanks/products/marsh-horizontal-septic-tank-6-000l
Shallow Dig | 8 |  | 1746 | UK septic tanks | https://www.ukseptictanks.co.uk/septic-tank/cylindrical-septic-tanks/conder-Millennium-Septic-Tank-8000
Shallow Dig | 8 |  | 2183 | Tanks for everything | https://www.tanksforeverything.co.uk/conder-millennium-8000-litre-shallow-dig-septic-tank-mill8r-40-person?language=en&currency=GBP&gclid=Cj0KCQjwyZmEBhCpARIsALIzmnICjOUagUBy8OVTaCyH7SCeVGI8EUoQLf7aPVnkWSpcfVjkvEbgFbkaAj9kEALw_wcB
Shallow Dig | 8 | 1475 | 1770 | Drainstore.com | https://www.drainstore.com/septic-sewage-storage/septic-tanks-and-cesspools/septic-tanks-up-to-4600-litres/premier-tech-aqua-septic-tank-8000-litre-low-profile-hdpe/
| 50 PE tank options |  | >11000 L
Type | Size (m3) | £ (ex VAT) | £ (incVAT) | Source | Link
Shallow Dig | 12 |  | 2950 | Wastewater Supplies | https://www.wastewater-supplies.com/collections/shallow-septic-tanks/products/marsh-horizontal-septic-tank-12-000l
Shallow Dig | 12 |  | 2910 | Wastewater Supplies | https://www.wastewater-supplies.com/collections/shallow-septic-tanks/products/clearwater-shallow-septic-tank-12-000-litre
Shallow Dig | 12 |  | 2937.6 | Tanks for everything | https://www.tanksforeverything.co.uk/waste-water/septic-tanks/12000-litre-shallow-dig-septic-tank-p?mfp=price%5B2398%2C4935%5D
Shallow Dig | 12 |  | 2914 | Drainstore | https://www.drainstore.com/septic-sewage-storage/clearwater-kingspan-12000-litre-septic-tank/
Shallow Dig | 12
| 75 PE tank options |  | >15000L
Type | Size (m3) | £ (ex VAT) | £ (incVAT) | Source | Link
Shallow Dig | 15 | 2612 | 3134 | Tanks for everything | https://www.tanksforeverything.co.uk/waste-water/septic-tanks/clearwater-sts150-shallow-dig-septic-tank-p?mfp=price%5B2398%2C4935%5D
Shallow Dig | 15 |  | 3114 | waste water supplies | https://www.wastewater-supplies.com/collections/shallow-septic-tanks/products/clearwater-shallow-septic-tank-15-000-litre
Shallow Dig | 15 | 2623 | 3147.6 | Drainstore | https://www.drainstore.com/septic-sewage-storage/clearwater-kingspan-15000-litre-septic-tank/
| 100 PE tank options |  | >20000L
Type | Size (m3) | £ (ex VAT) | £ (incVAT) | Source | Link
Shallow Dig | 20 | 4320 | 5184 | Drainstore | https://www.drainstore.com/septic-sewage-storage/septic-tanks-and-cesspools/septic-tanks-up-to-25000-litres/premier-tech-aqua-septic-tank-20000-litre/
Shallow Dig | 22 | 4085 | 4902 | Tanks for everything | https://www.tanksforeverything.co.uk/waste-water/septic-tanks/clearwater-22000-litre-septic-tank-p?mfp=price%5B3056%2C8119%5D
Shallow Dig | 22 |  | 4861 | Drainstore | https://www.drainstore.com/septic-sewage-storage/septic-tanks-and-cesspools/septic-tanks-up-to-25000-litres/klargester-clearwater-kingspan-22000-litre-septic-tank/
Scottish Water Standard
5 PE | 6000L
Type | Size (m3) | £ (ex VAT) | £ (incVAT) | Source | Link | First Accessed
Shallow Dig | 6 | 1525 | 1830 | Tanks for everything | https://www.tanksforeverything.co.uk/waste-water/septic-tanks/conder-millennium-6000-litre-shallow-dig-septic-tank-mill6r-26-person | 2021-06-07
Shallow Dig, Conc | 6 | 1245 | 1494 | Ukseptictanks | https://www.ukseptictanks.co.uk/conder-Millennium-Septic-Tank-6000 | 2021-06-07
Shallow Dig, Gravel | 6 | 1620 | 1944 | Ukseptictanks | https://www.ukseptictanks.co.uk/conder-Millennium-Septic-Tank-6000 | 2021-06-07
Shallow Dig, Conc | 6 | 1526 | 1831 | Drainstore | https://www.drainstore.com/septic-sewage-storage/septic-tanks-and-cesspools/septic-tanks-up-to-4600-litres/premier-tech-aqua-septic-tank-6000-litre-low-profile-hdpe/ | 2021-06-07
Shallow Dig, Gravel | 6 | 1228 | 1473.6 | Drainstore | https://www.drainstore.com/septic-sewage-storage/septic-tanks-and-cesspools/septic-tanks-up-to-4600-litres/premier-tech-aqua-septic-tank-6000-litre-low-profile-hdpe/ | 2021-06-07
10PE | 12000L
Type | Size (m3) | £ (ex VAT) | £ (incVAT) | Source | Link | First Accessed
Shallow Dig | 12 | 2540 | 3048 | Drainstore | https://www.drainstore.com/septic-sewage-storage/clearwater-kingspan-12000-litre-septic-tank/ | 2021-06-07
Shallow Dig | 12 | 2538 | 3045.6 | Tanks for everything | https://www.tanksforeverything.co.uk/waste-water/septic-tanks/12000-litre-shallow-dig-septic-tank-p | 2021-06-07
Shallow Dig | 12 |  | 2910 | Wastewater Supples | https://www.wastewater-supplies.com/collections/shallow-septic-tanks/products/clearwater-shallow-septic-tank-12-000-litre | 2021-06-07
Shallow Dig |  |  | 2950 | Wastewater Supples | https://www.wastewater-supplies.com/collections/shallow-septic-tanks/products/marsh-horizontal-septic-tank-12-000l | 2021-06-07
20 PE | 24m3
Type | Size (m3) | £ (ex VAT) | £ (incVAT) | Source | Link | First Accessed
Shallow Dig | 26 | 4587 | 5504 | Tanks for everything | https://www.tanksforeverything.co.uk/waste-water/septic-tanks/clearwater-26000-litre-septic-tank-p | 2021-06-07
Shallow Dig | 26 | 4495 | 5394 | Drainstore | https://www.drainstore.com/septic-sewage-storage/septic-tanks-and-cesspools/septic-tanks-up-to-25000-litres/klargester-clearwater-kingspan-26000-litre-septic-tank/?attribute_inlet-invert-depth-options=1.0m+deep&gclid=EAIaIQobChMIra-UsKuF8QIVQBoGAB1aAQU2EAYYCCABEgLnAfD_BwE | 2021-06-07
Shallow Dig | 26 | 4369 | 5242.8 | Ukseptic tanks | https://www.ukseptictanks.co.uk/cesspit-27500 | 2021-06-07
30 PE | 36 m3
Type | Size (m3) | £ (ex VAT) | £ (incVAT) | Source | Link | First Accessed
50 PE | 60 m3
Type | Size (m3) | £ (ex VAT) | £ (incVAT) | Source | Link | First Accessed
For Dry conditions
Shallow Dig | 20 | 5069 | 6083 | Drainstore | https://www.drainstore.com/septic-sewage-storage/septic-tanks-and-cesspools/septic-tanks-up-to-25000-litres/premier-tech-aqua-septic-tank-20000-litre/
SAFs
5 PE | £ (ex VAT) | £ (incVAT) | Source | Link | Accessed
Tricel Novouk10 | 2510 | 3012 | Drainstore | https://www.drainstore.com/sewage-treatment-plants/tricel-sewage-treatment-plant/?gclid=EAIaIQobChMI8-ud0bn48AIVA57VCh1DcwuuEAAYASAAEgK6NPD_BwE | 2021-06-02
Tricel Novouk10 | 2534 | 3040.8 | Ukseptic Tanks | https://www.ukseptictanks.co.uk/index.php?route=product/search&search=Tricel&description=true | 2021-06-02
Tricel Novouk10 | 2475 | 2970 | Tanksfor Everything | https://www.tanksforeverything.co.uk/index.php?route=product/search&search=Tricel | 2021-06-02
Clenviro 3 |  | 4285 | Wastewater Supplies | https://www.wastewater-supplies.com/products/clenviro-matrix-clf-3?variant=12783857696883 | 2021-06-02
Clenviro 3 | 3595 | 4314 | Drainstore | https://www.drainstore.com/sewage-treatment-plants/cl-fabrications-sewage-treatment-plant/ | 2021-06-02
Clenviro 3 | 3799.99 | 4559.99 | JTPumps | https://www.jtpumps.co.uk/matrix-sewage-treatment-plant-18-people-1639-p.asp | 2021-06-02
Clenviro 3 | 3357 | 4028.4 | Xoli | https://www.xoli.co.uk/product/clenviro-matrix-sewage-treatment-plant/ | 2021-06-02
10 PE | £ (ex VAT) | £ (incVAT) | Source | Link | Accessed
Tricel Novouk24 | 4670 | 5604 | Drainstore | https://www.drainstore.com/sewage-treatment-plants/tricel-sewage-treatment-plant/?gclid=EAIaIQobChMI8-ud0bn48AIVA57VCh1DcwuuEAAYASAAEgK6NPD_BwE | 2021-06-02
Tricel Novouk24 | 4725 | 5670 | Ukseptic Tanks | https://www.ukseptictanks.co.uk/tricel-uk24?search=Tricel&description=true | 2021-06-02
Tricel Novouk24 | 4745 | 5694 | Tanksfor Everything | https://www.tanksforeverything.co.uk/index.php?route=product/search&search=Tricel | 2021-06-02
Clenviro CLF 5 |  | 7700 | Wastewater Supplies | https://www.wastewater-supplies.com/products/clenviro-matrix-clf-5?variant=12784113025139 | 2021-06-02
Clenviro CLF 5 | 6445 | 7734 | Drainstore | https://www.drainstore.com/sewage-treatment-plants/cl-fabrications-sewage-treatment-plant/ | 2021-06-02
Clenviro CLF 5 | 6800 | 8160 | Xoli | https://www.xoli.co.uk/product/clenviro-matrix-sewage-treatment-plant/ | 2021-06-02
20 PE | £ (ex VAT) | £ (incVAT) | Source | Link | Accessed
Tricel Novouk42 | 7377 | 8852.4 | Ukseptic Tanks | https://www.ukseptictanks.co.uk/tricel-p42?search=Tricel&description=true | 2021-06-02
Tricel Novouk42 | 7595 | 9114 | Tanksfor Everything | https://www.tanksforeverything.co.uk/index.php?route=product/search&search=Tricel | 2021-06-02
Tricel Novouk42 | 7960 | 9552 | Xoli | https://www.xoli.co.uk/product/tricel-novo/ | 2021-06-02
Clenviro CLF 8 | 10215 | 12258 | Xoli | https://www.xoli.co.uk/product/clenviro-matrix-sewage-treatment-plant/ | 2021-06-04
Clenviro CLF 8 |  | 13000 | Wastewater Supplies | https://www.wastewater-supplies.com/search?q=Clenviro | 2021-06-04
Clenviro CLF 8 |  | 13062 | Drainstore | https://www.drainstore.com/sewage-treatment-plants/cl-fabrications-sewage-treatment-plant/ | 2021-06-04
30 PE | £ (ex VAT) | £ (incVAT) | Source | Link | Accessed
CSAF 60 N10 | 19258 | 23109.6 | Premier Tech Aqua | Corresondance | 2021-06-07
CSAF 60 N10
CSAF 60 N10
Clenviro CLF 11 | 13275 | 15930 | Xoli | https://www.xoli.co.uk/product/clenviro-matrix-sewage-treatment-plant/ | 2021-06-04
Clenviro CLF 11
Clenviro CLF 11 |  | 17052 | Drainstore | https://www.drainstore.com/sewage-treatment-plants/cl-fabrications-sewage-treatment-plant/ | 2021-06-04
50 PE
CSAF 100 N10 | 22914 | 27496.8 | Ukseptic Tanks | Corresondance | 2021-06-03
CSAF 100 N10 | 23309 | 27970.8 | Premier Tech Aqua | Corresondance | 2021-06-07
CSAF 100 N10
Clenviro CLF 14 | 21950 | 26340 | Drainstore | https://www.drainstore.com/sewage-treatment-plants/cl-fabrications-sewage-treatment-plant/ | 2021-06-02
Clenviro CLF 14 | 20695 | 24834 | Xoli | https://www.xoli.co.uk/product/clenviro-matrix-sewage-treatment-plant/ | 2021-06-02
75 PE
CSAF 150 N10 | 22446 | 26935.2 | Ukseptic Tanks | Corresondance | 2021-06-03
CSAF 150 N10 | 25111 | 30133.2 | Premier Tech Aqua | Corresondance | 2021-06-07
CSAF 150 N10
Clenviro CLF 16 |  | 40200 | Drainstore | https://www.drainstore.com/sewage-treatment-plants/cl-fabrications-sewage-treatment-plant/ | 2021-06-04
Clenviro CLF 16 | 31915 | 38298 | Xoli | https://www.xoli.co.uk/product/clenviro-matrix-sewage-treatment-plant/ | 2021-06-04
Clenviro CLF 16
100 PE
Clenviro CLF 17 | 37368 | 44841.6 | Xoli | https://www.xoli.co.uk/product/clenviro-matrix-sewage-treatment-plant/ | 2021-06-04
Clenviro CLF 17 |  | 46620 | Drainstore | https://www.drainstore.com/sewage-treatment-plants/cl-fabrications-sewage-treatment-plant/ | 2021-06-04
Clenviro CLF 17
CSAF 200 N10 | 24565 | 29478 | Ukseptic Tanks | Corresondance | 2021-06-03
CSAF 200 N10 | 27527 | 33032.4 | Premier Tech Aqua | Corresondance | 2021-06-07
CSAF 200 N10
Helicoil Spring
| Length (m) | Weight (kg) | £ (ex VAT) | £ (incVAT) | Source | Link | Accessed
Gabion Baskets | 1 | 1 | 1.25 | 1.5 | Gabion Baskets | https://www.gabionbaskets.co.uk/gabion/gabion-design-and-prices/helicoli-spring/10156 | 2021-10-04
Gabion1 | 1 | 1 | - | 1.56 | Gabion1 | https://www.gabion1.co.uk/gabion-component-prices/ | 2021-10-04
Gabion1 | 1.2 |  |  | 1.73 | Gabion1 | https://www.gabion1.co.uk/gabion-component-prices/ | 2021-10-04
Face Panel (600mm x 500mm)
Source | £ (ex VAT) | £ (incVAT) |  | Link | Accessed |  | Weight (kg)
Gabion1 |  | 5.93 |  | https://www.gabion1.co.uk/gabion-component-prices/ | 2021-10-04
Length Panel (1000mm x500mm)
Source | £ (ex VAT) | £ (incVAT) |  | Link | Accessed |  | Weight (kg)
Gabion1 |  | 6.29 |  | https://www.gabion1.co.uk/gabion-component-prices/ | 2021-10-04
Weld Mesh | 4.24 | 5.088 |  | https://www.weld-mesh.com/welded-mesh/welded-mesh-panel-GALFAN-3X3-10G-1.75ft-x-3.25ft/10371 | 2021-10-04

## Flow and Constent
Target Constent |  |  |  | British Standard, closed system = no inflitration
| Conc (mg/l) |  | PE | 5 | 10 | 20 | 30 | 50 | 75 | 100 | 150 | 200 | 300 | 400 | 500 | 600 | 800 | 1000
TSS | 100 |  | Flow (m3/d) | 0.75 | 1.5 | 3 | 4.5 | 7.5 | 11.25 | 15 | 22.5 | 30 | 45 | 60 | 75 | 90 | 120 | 150
BOD5 | 25 |  | DWF | 1.5 | 3 | 6 | 9 | 15 | 22.5 | 30 | 45 | 60 | 90 | 120 | 150 | 180 | 240 | 300
NH4-N | 15 |  | Qav (m3/d) | 1.875 | 3.75 | 7.5 | 11.25 | 18.75 | 28.125 | 37.5 | 56.25 | 75 | 112.5 | 150 | 187.5 | 225 | 300 | 375
|  |  | 3 DWF | 3 | 6 | 12 | 18 | 30 | 45 | 60 | 90 | 120 | 180 | 240 | 300 | 360 | 480 | 600
0.375
Influent Conc |  |  | Loading
BOD | 400 | g/m3 | BOD (kg/d) | 0.3 | 0.6 | 1.2 | 1.8 | 3 | 4.5 | 6 | 9 | 12 | 18 | 24 | 30 | 36 | 48 | 60
NH4 | 53 | g/m3 | NH4 (kg/d) | 0.03975 | 0.0795 | 0.159 | 0.2385 | 0.3975 | 0.59625 | 0.795 | 1.1925 | 1.59 | 2.385 | 3.18 | 3.975 | 4.77 | 6.36 | 7.95
TSS | 533 | g/m3 | TSS (kg/d) | 0.39975 | 0.7995 | 1.599 | 2.3985 | 3.9975 | 5.9962 | 7.995 | 11.9925 | 15.99 | 23.985 | 31.98 | 39.975 | 47.97 | 63.96 | 79.95
COD | 1000 | g/m3 | COD (kg/d) | 0.75 | 1.5 | 3 | 4.5 | 7.5 | 11.25 | 15 | 22.5 | 30 | 45 | 60 | 75 | 90 | 120 | 150
Based on BS standard |  |  |  | 0.6
2.8
BOD | 25 | g/m3 | [5 empty] | 0.42 | [6 empty] | 2.4 | m3 d-1
NH4 | 15 | g/m3 |  |  | 1.875 |  |  | 0.84 | [6 empty] | 4.5 | m3
TSS | 100 | g/m3 |  |  | 3.75 |  |  | 1.05 |  |  |  |  | 63.8136
COD |  | g/m3 |  |  | 7.5 | [9 empty] | 1.875
[5 empty] | 11.25 | [9 empty] | 45
18.75
28.125
37.5
56.25
75
112.5
400 |  |  |  |  | 150
187.5
225
300
375

## Index
Material
Detailed
Name | Value | Unit | Year | Source
Septic Tank (Onion, 2800L) | 596.4 | 1 | 2021 | Tanks Direct | https://www.tanks-direct.co.uk/clearwater-alpha-2800-litre-septic-tank/p5903?gclid=Cj0KCQiA1KiBBhCcARIsAPWqoSqes-jY5bGN199PoX-6oGIxI4VFfODGtrH2BOmhNh7BrH1_f0qJKoUaAjWgEALw_wcB
Septic Tank (Shallow Dig, 3000L) | 834 | 1 | 2021 | Tanks for everything | https://www.tanksforeverything.co.uk/tricel-vento-6-shallow-dig-septic-tank-3000-litres-p
Septic Tank (Onion, 3800 L) | 765 | 1 | 2021 | Wastewater Supplies | https://www.wastewater-supplies.com/collections/septic-tanks/products/clearwater-septic-tank-3-800-litre
Septic Tank (Shallow Dig, 3800L) | 1090 | 1 | 2021 | Wastewater Supplies | https://www.wastewater-supplies.com/collections/septic-tanks/products/clearwater-shallow-septic-tank-3-800-litre
Septic Tank (Shallow Dig, 5700) | 1678.8 | 1 | 2021 | UK Septic Tanks | https://www.ukseptictanks.co.uk/septic-tank/clearwatershalow5700
Septic Tank Concrete (Shallow Dig, 8000L) | 1745 | 1 | 2021 | Wastewater supplies | https://www.wastewater-supplies.com/collections/shallow-septic-tanks/products/conder-shallow-septic-tank-8-000-litre
Septic Tank Shingle (Shallow Dig, 8000L) | 2285 | 1 | 2021 | Wastewater supplies | https://www.wastewater-supplies.com/collections/shallow-septic-tanks/products/conder-shallow-septic-tank-8-000-litre
Septic Tank (Shallow Dig 12,000L) | 2910 | 1 | 2021 | Wastewater Supplies | https://www.wastewater-supplies.com/collections/shallow-septic-tanks/products/clearwater-shallow-septic-tank-12-000-litre
Septic Tank (Shallow Dig 15,000L) | 3114 | 1 | 2021 | Wastewater Supplies | https://www.wastewater-supplies.com/collections/shallow-septic-tanks/products/clearwater-shallow-septic-tank-15-000-litre
Septic Tank (Shallow Dig 22,000L) | 4861 | 1 | 2021 | Drainstore | https://www.drainstore.com/septic-sewage-storage/septic-tanks-and-cesspools/septic-tanks-up-to-25000-litres/klargester-clearwater-kingspan-22000-litre-septic-tank/
Septic Tank (Shallow Dig 20,000L) | 5184 | 1 | 2021 | Drainstore | https://www.drainstore.com/septic-sewage-storage/septic-tanks-and-cesspools/septic-tanks-up-to-25000-litres/premier-tech-aqua-septic-tank-20000-litre/
Septic tank (Shallow Dig, 20000L reinforced) | 6083 | 1 | 2021 | Drainstore | https://www.drainstore.com/septic-sewage-storage/septic-tanks-and-cesspools/septic-tanks-up-to-25000-litres/premier-tech-aqua-septic-tank-20000-litre/
Shallow Dig, 4m3 | 1435 | 1 | 2021 | Drainstore | Premier Tech Aqua - 4,000 litre HDPE low profile Septic Tank - Drainstore | 2021-11-25
Shallow Dig, Conc, 6m3 | 2242.8 | 1 | 2021 | Drainstore | https://www.drainstore.com/septic-sewage-storage/septic-tanks-and-cesspools/septic-tanks-up-to-4600-litres/premier-tech-aqua-septic-tank-6000-litre-low-profile-hdpe/ | 2021-11-01
Shallow Dig, Gravel, 6m3 | 2791.2 | 1 | 2021 | Drainstore | https://www.drainstore.com/septic-sewage-storage/septic-tanks-and-cesspools/septic-tanks-up-to-4600-litres/premier-tech-aqua-septic-tank-6000-litre-low-profile-hdpe/ | 2021-11-01
Shallow Dig, 12m3 | 2910 | 1 | 2021 | Wastewater Supples | https://www.wastewater-supplies.com/collections/shallow-septic-tanks/products/clearwater-shallow-septic-tank-12-000-litre
Shallow Dig, 24m3 | 5242.8 | 1 | 2021 | Ukseptic tanks | https://www.ukseptictanks.co.uk/cesspit-27500
Shallow Dig, Conc, 3m3 | 1230 | 1 | 2021 | Drainstore | https://www.drainstore.com/septic-sewage-storage/septic-tanks-and-cesspools/septic-tanks-up-to-4600-litres/premier-tech-aqua-septic-tank-3000-litre-low-profile-hdpe/ | 2021-11-01
Shallow Dig, Grav, 3m3 | 1354.8 | 1 | 2021 | Drainstore | https://www.drainstore.com/septic-sewage-storage/septic-tanks-and-cesspools/septic-tanks-up-to-4600-litres/premier-tech-aqua-septic-tank-3000-litre-low-profile-hdpe/ | 2021-11-01
Shallow Dig, 6.5m3 | 1678.8 | 1 | 2021 | Drainstore | https://www.drainstore.com/septic-sewage-storage/septic-tanks-and-cesspools/septic-tanks-up-to-4600-litres/graf-6500-litre-carat-septic-tank/ | 2021-11-01
Shallow Dig, 9.15 m3 | 3478.8 | 1 | 2021 | Drainstore | https://www.drainstore.com/septic-sewage-storage/septic-tanks-and-cesspools/septic-tanks-up-to-4600-litres/klargester-clearwater-kingspan-9150-litre-shallow-dig-septic-tank/ | 2021-11-01
Shallow Dig, 34 m3 | 7726.8 | 1 | 2021 | Tanks for Everythin | https://www.tanksforeverything.co.uk/waste-water/septic-tanks/clearwater-34000-litre-septic-tank-p?sort=p.price&order=DESC | 2021-11-01
Shallow Dig, 38 m3 | 8454 | 1 | 2021 | Tanks for Everythin | https://www.tanksforeverything.co.uk/waste-water/septic-tanks/clearwater-34000-litre-septic-tank-p?sort=p.price&order=DESC | 2021-11-01
Shallow Dig, 46m3 | 9786 | 1 | 2021 | Drainstore | Correspondence | 2021-11-25
Shallow Dig, 59m3 | 12194.4 | 1 | 2021 | Drainstore | Correspondence | 2021-11-25
Gravel (20mm) | 42.55 | per m3 | 2018 | Gaby's Spreadsheet
Gravel (20mm) | 44.7113 | per m3 | 2021 | Gaby's Spreadsheet
4_10MM AGGREGATE WASHED GRAVEL | 20.3992 | per tonne | 2018 | Gaby's Spreadsheet
| 36.7186 | per m3 | 2018 | Gaby's Spreadsheet
4_10MM AGGREGATE WASHED GRAVEL | 38.5837 | per m3 | 2021 | Gaby's Spreadsheet
CIVILS MATERIAL DRYSTONE 100MM CRUSHER RUN | 24.7116 | per m3 | 2018 | Gaby's Spreadsheet
CIVILS MATERIAL DRYSTONE 100MM CRUSHER RUN | 25.9668 | per m3 | 2021 | Gaby's Spreadsheet
CIVILS MATERIAL 20MM SINGLE SIZE GRAVEL | 42.5488 | per m3 | 2018 | Gaby's Spreadsheet
CIVILS MATERIAL 20MM SINGLE SIZE GRAVEL | 44.7101 | per m3 | 2021 | Gaby's Spreadsheet
Concrete (M15) (1:2:4)
Cement | 4.02 | per 25 kg | 2021 | BandQ | https://www.diy.com/departments/blue-circle-multipurpose-cement-25kg-bag/35715_BQ.prd?storeId=1322&ds_rl=1272379&ds_rl=1272409&ds_rl=1272379&gclid=CjwKCAiAyc2BBhAaEiwA44-wW065hYNIkBkXF7VPBK7iQgfQ3B_0F1O8BsNzwXVFkA5azo5jBopqqRoCShoQAvD_BwE&gclsrc=aw.ds
Sharp Sand | 38 | per 800kg | 2021 | BandQ | https://www.diy.com/departments/all-in-ballast-bulk-bag/35692_BQ.prd?ds_rl=1272379&ds_rl=1272409&ds_rl=1272379&gclid=CjwKCAiAyc2BBhAaEiwA44-wW_IYt6TJA-BL3kGSqmv37H-6N1clareHZk-hxVyDO2iOJ1LkjyWnFxoCk2MQAvD_BwE&gclsrc=aw.ds
| 76 | per m3
Ballast | 38 | per 800kg | 2021 | BandQ | https://www.diy.com/departments/all-in-ballast-bulk-bag/35692_BQ.prd?ds_rl=1272379&ds_rl=1272409&ds_rl=1272379&gclid=CjwKCAiAyc2BBhAaEiwA44-wW_IYt6TJA-BL3kGSqmv37H-6N1clareHZk-hxVyDO2iOJ1LkjyWnFxoCk2MQAvD_BwE&gclsrc=aw.ds
Water |  | 600 kg per ton
| 44.58 | per 1120 kg
Concrete | 39.8036 | per ton | 2021
Concrete | 99.5089 | per m3 | 2021
160mm Perforated Land Drain | 163.5 | per 50m |  | Drainage Shop | https://www.drainageshop.co.uk/landrainage.html?kw=%2Bperforated%20%2Bpvc%20%2Bpipe&ci=289641794806&network=g&pm=&cid=331631403&aid=19830406443&tid=kwd-20739667723&dev=c&mt=b&lim=&lpm=1006870&pos=&dm=&fid=&mid=&pid=&country=&source=google&gclid=CjwKCAiAyc2BBhAaEiwA44-wW2qEmmhgdm0AxZyGHtRYs0niBaHVgadmJqJNBCNGIrxJMPmWZovRBRoCa_EQAvD_BwE
Geotextile | 1.95 | per m2 | 2018 | Gaby's Spreadsheet |  |  | www.geosynthetic.co.uk | Used website from Jenkins, accessed 27 Nov. Price per m2
Geotextile | 2.0491 | per m2 | 2021 | Gaby's Spreadsheet
PE liner | 4.95 | per m2 | 2018 | Gaby's Spreadsheet |  |  | www.geosynthetic.co.uk | Used website from Jenkins, accessed 27 Nov. Price per m2
PE liner | 5.2014 | per m2 | 2021 | Gaby's Spreadsheet
Service
Name | Value (£) | Unit | Year | Source | Source
Grid Electricity (average 1/9/19 - 1/9/20) | 35.6346 | per MWh | 2020 | Ofgem | https://www.ofgem.gov.uk/data-portal/all-charts/policy-area/electricity-wholesale-markets |  |  |  | Based on the average of the 12, monthly average day ahead baselod contracts
Tankering (up to 5 houses) | 193.5 | Per trip | 2021 | Scottish Water | https://www.scottishwater.co.uk/help-and-resources/document-hub/your-home/charges
Tankering (up to 9m3) | 211.7 | Per trip | 2021 | Scottish Water | https://www.scottishwater.co.uk/help-and-resources/document-hub/your-home/charges
Tankering (additionalcharge over 9m3) | 20.4 | per m3 | 2021 | Scottish Water | https://www.scottishwater.co.uk/help-and-resources/document-hub/your-home/charges
Excavation | 11.38 | per m3 | 2018 | Gaby's Spreadsheet
Excavation | 11.958 | per m3 | 2021 | Gaby's Spreadsheet
Construction
Plant Cut back
SAFs
Name | Value | Unit | Year | Source
Tricel Novouk10 | 2970 | 1 | 2021 | Tanksfor Everything
Tricel Novouk24 | 5604 | 1 | 2021 | Drainstore
Tricel Novouk42 | 8852.4 | 1 | 2021 | Ukseptic Tanks
Clenviro CLF 11 | 15930 | 1 | 2021 | Xoli | https://www.xoli.co.uk/product/clenviro-matrix-sewage-treatment-plant/
Clenviro CLF 14 | 24834 | 1 | 2021 | Xoli
CSAF 150 N10 | 26935.2 | 1 | 2021 | Ukseptic Tanks
CSAF 200 N10 | 29478 | 1 | 2021 | Ukseptic Tanks
Peope | Value | Unit | Year | Source | Accessed
Electrian hourly rate | 40 | per hour | 2021 | https://www.mybuilder.com/pricing-guides/what-is-the-hourly-rate-of-an-electrician | 2021-06-04 | Needs improving
Labour cost - operator (£/man hour) | 32.58 | per hour | 2017 | Gaby's Spreadsheet |  | Butterworth and Jenkins
Labour cost - operator (£/man hour) | 35.125 | per hour | 2021
|  | Unit | Year
Helicoil Spring (1m) | 1.56 | 1 | 2021 | https://www.gabion1.co.uk/gabion-component-prices/ | 2021-10-04 | Gabion1
Helicoil Spring (1.2m) | 1.73 | 1 | 2021 | https://www.gabion1.co.uk/gabion-component-prices/ | 2021-10-04 | Gabion1
Face Panel (600mm x 500mm) | 5.93 | 1 | 2021 | https://www.gabion1.co.uk/gabion-component-prices/ | 2021-10-04 | Gabion1
Length Panel (1000mm x500mm) | 6.29 | 1 | 2021 | https://www.gabion1.co.uk/gabion-component-prices/ | 2021-10-04 | Gabion1
3" Piping
Pipe Length | 8.582 | per m | 2021 | https://www.plasticpipeshop.co.uk/3-Grey-PVC-Pipe-Class-C-5m-Length_p_568.html | 2021-10-06
End Caps | 6.22 | 1 | 2021 | https://www.plasticpipeshop.co.uk/3-Plain-PVC-End-Cap_p_714.html | 2021-10-06
Tee Joint | 17.61 | 1 | 2021 | https://www.plasticpipeshop.co.uk/3-Plain-90-Degree-PVC-Tee_p_677.html | 2021-10-06
Elbow | 13.67 | 1 | 2021 | https://www.plasticpipeshop.co.uk/3-Plain-90-Degree-PVC-Elbow_p_646.html | 2021-10-06
Tank Connector | 52.92 | 1 | 2021 | https://www.plasticpipeshop.co.uk/3-Spigot-PVC-Tank-Connector_p_981.html | 2021-10-06
1" piping
Pipe Length | 2.054 | per m | 2021 | PVC Pressure Pipe 1 inch ¦ 5m Length Class D (plasticpipeshop.co.uk) | 2021-10-11
End Caps
Tee Joint | 2.38 | unit | 2021 | Inch PVC Tee Equal for Pressure Pipe Systems (plasticpipeshop.co.uk) | 2021-10-11
Elbow | 1.81 | unit | 2021 | https://www.plasticpipeshop.co.uk/1-Plain-90-Degree-PVC-Elbow_p_642.html | 2021-10-11
Enviro 30 | 69.95 | pump | 2021 | Koi Zone | https://www.koi-zone.co.uk/Enviro-ET30-Airpump | 2021-10-07
Enviro 60 | 84.95 | pump | 2021 | Koi Zone | https://www.koi-zone.co.uk/Enviro-ET-60-Airpump | 2021-10-07
Enviro 100 | 129.57 | pump | 2021 | Orionair | https://www.orionairsales.co.uk/air-blowers-and-pumps-349-c.asp | 2021-10-07
Enviro 150 | 283.2 | pump | 2021 | MPCservices | https://www.mpcservices.co.uk/charles-austen-et150-compressor.html | 2021-10-07
Enviro 250 | 378 | pump | 2021 | MPCservices | https://www.mpcservices.co.uk/charles-austen-et250-compressor.html | 2021-10-07
HaileaVB-390G | 180.41 | pump | 2021 | Orionair | https://www.orionairsales.co.uk/air-blowers-and-pumps-349-c.asp | 2021-10-07
HaileaVB-800G | 267.74 | pump | 2021 | Orionair | https://www.orionairsales.co.uk/air-blowers-and-pumps-349-c.asp | 2021-10-07
HaileaVB-2200G | 396.29 | pump | 2021 | Orionair | https://www.orionairsales.co.uk/air-blowers-and-pumps-349-c.asp | 2021-10-07
13mm LDPE Pipe | 0.65 | per m | 2021 | Growell | https://www.growell.co.uk/growing-systems/irrigation-pipes/13mm-19mm-piping.html | 2021-10-07
Typha | 1.25 | per plant | 2017 | Jenkins 2017
| 1.3476 | per plant | 2021 | Jenkins 2017
Concrete Slab 450x450mm | 16.692 | per slab | 2021 | https://www.travisperkins.co.uk/commercial-paving-slabs/marshalls-bss-pressed-concrete-slab-natural-450mm-x-450mm-x-50mm/p/809365 |  | Mass | 23 | kg
Fence Post 2.4m | 11.94 | per unit | 2021 | Welch Fencing | https://www.garden-fence-panels.co.uk/product/fence-concrete-posts-intermediate/ | 2021-10-14
Fence Post 3.1m | 24.4 | per unit | 2021 | Welch Fencing | https://www.garden-fence-panels.co.uk/product/fence-concrete-posts-intermediate/ | 2021-10-14
Fence Pnale 300mm | 9.24 | per unit | 2021 | Welch Fencing | https://www.garden-fence-panels.co.uk/product/concrete-base-panel-plain/ | 2021-10-14
Fence Pnale 150mm | 6.83 | per unit | 2021 | Welch Fencing | https://www.garden-fence-panels.co.uk/product/concrete-base-panel-plain/ | 2021-10-14
1800 L Cesspool | 1104 | per unit | 2021 | Tanksforeverythinh | https://www.tanksforeverything.co.uk/waste-water/cesspools/atlantis-1800-litre-underground-cesspool-ces.1800?sort=p.price&order=ASC | 2021-12-07
2600 L Cesspool | 1399.2 | per unit | 2021 | Tanksforeverythinh | https://www.tanksforeverything.co.uk/waste-water/cesspools/atlantis-2600-litre-underground-cesspool-ces.2600?sort=p.price&order=ASC | 2021-12-07
THESE ARE BAD!
Pall Rings | 115 | per m3 | 2021 | Alibaba | https://www.alibaba.com/pla/plastic-pall-ring-PP-PE-RPP_60713885729.html?mark=google_shopping&biz=pla&pcy=GB&searchText=Plastic+Pall+Ring+++Pp+Pe+Rpp+Cpvc+Pall+Ring&product_id=60713885729&src=sem_ggl&from=sem_ggl&cmpgn=12058145687&adgrp=115623119665&fditm=&tgt=pla-1125668278518&locintrst=&locphyscl=1006951&mtchtyp=&ntwrk=u&device=c&dvcmdl=&creative=491036487823&plcmnt=&plcmntcat=&p1=&p2=&aceid=&position=&localKeyword=&pla_prdid=60713885729&pla_country=GB&pla_lang=en&gclid=EAIaIQobChMItrS7hcTR9AIVRe7tCh3HRwNjEAYYAiABEgJN1PD_BwE | 2021-12-07
Valve Actuator | 101.86 | per unit | 2021 | RS PRO | https://uk.rs-online.com/web/p/valve-actuators/8125217 | 2021-12-07
2" Brass Valve | 92.77 | per unit | 2021 | RS PRO | https://uk.rs-online.com/web/p/gate-valves/5103867 | 2021-12-07
Actuated Valve | 194.63 | per unit
High Level Alarm | 154.8 | per unit | 2021 | Tanks direct | https://www.tanks-direct.co.uk/high-level-alarm-for-sewage-pumping-station-cw-float/p3142 | 2021-12-07
Sludge Level Detection | 597.6 | per unit | 2021 | RS PRO | https://uk.rs-online.com/web/p/level-sensors/8044140/?cm_mmc=UK-PLA-DS3A-_-google-_-CSS_UK_EN_Automation_%26_Control_Gear_Whoop-_-Level+Sensors_Whoop+(2)-_-8044140&matchtype=&pla-301058315219&gclid=EAIaIQobChMItZv9xM_R9AIVC5ftCh1w0g_CEAQYCCABEgKP_vD_BwE&gclsrc=aw.ds | 2021-12-07
Control Panel | 138 | per unit | 2021 | RS PRO | https://uk.rs-online.com/web/p/plcs-programmable-logic-controllers/2097104/ | 2021-12-07
Road Costs!
Needs Improving
Bitmac | 130 | per square m | 2022 | https://www.checkatrade.com/blog/cost-guides/road-construction-cost/
Road width | 3.5
Road Cost | 37.1429 | per m | 2022
| 37142.8571 | per km
59428.5714
Surface Water Pipework | 75 | per m
| 75000 | per km
Gravel Track | 46.25 | per square m | 2022 | https://www.myjobquote.co.uk/costs/gravel-driveway-costs
Road width | 3.5
Road Cost | 13.2143 | per m | 2022
| 13214.2857 | per km
21142.8571
Drain Pipe | 47.51 | £ per m | 2022 | https://www.drainagesuperstore.co.uk/product/aco-multidrain-m100d-135mm-x-150mm-x-1000mm.html

## CPI
%
1989 | 5.7 | 0.057 | 1.057
1990 | 8 | 0.08 | 1.08
1991 | 7.5 | 0.075 | 1.075
1992 | 4.6 | 0.046 | 1.046
1993 | 2.6 | 0.026 | 1.026
1994 | 2.2 | 0.022 | 1.022
1995 | 2.7 | 0.027 | 1.027
1996 | 2.9 | 0.029 | 1.029
1997 | 2.2 | 0.022 | 1.022
1998 | 1.8 | 0.018 | 1.018
1999 | 1.7 | 0.017 | 1.017
2000 | 1.2 | 0.012 | 1.012
2001 | 1.6 | 0.016 | 1.016
2002 | 1.5 | 0.015 | 1.015
2003 | 1.4 | 0.014 | 1.014
2004 | 1.4 | 0.014 | 1.014
2005 | 2.1 | 0.021 | 1.021
2006 | 2.5 | 0.025 | 1.025
2007 | 2.4 | 0.024 | 1.024
2008 | 3.5 | 0.035 | 1.035
2009 | 2 | 0.02 | 1.02
2010 | 2.5 | 0.025 | 1.025
2011 | 3.8 | 0.038 | 1.038
2012 | 2.6 | 0.026 | 1.026
2013 | 2.3 | 0.023 | 1.023
2014 | 1.5 | 0.015 | 1.015
2015 | 0.4 | 0.004 | 1.004
2016 | 1 | 0.01 | 1.01
2017 | 2.6 | 0.026 | 1.026
2018 | 2.3 | 0.023 | 1.023
2019 | 1.7 | 0.017 | 1.017
2020 | 1 | 0.01 | 1.01
2021 | 2.5 | 0.025 | 1.025

## Wet Well (hidden)
| Storage Time |  | 24 | h
General Guide
1 pump set to Qav
|  | 1 pump to boost outflow to 3 DWF | [16 empty] | 8766 | hours in a year
1 Bypass pump able to discharge an additional 3 DWF
| PE | Wet Well Volume (m3) | Main Pump Flow |  | Booster Pump |  | Bypass Pump |  | Pump Selection | [8 empty] | Assumed only usage of main pump with nl down time
|  |  | m3/d | L/min | m3/d | L/min | m3/d | L/min | Main | Booster | Bypass | Price |  |  |  | Overall |  | Power Demand (kW) |  | Yearly Usage (kWh) | MWh yr-1
| 5 | 3 | 1.875 | 1.3021 | 1.125 | 0.78125 | 3 | 2.0833 | APP SV 150A | APP SV 150A | APP SV 150A | 184.8 | 184.8 | 184.8 |  | 554.4 |  | 0.15 |  | 1314.9 | 1.3149
| 10 | 6 | 3.75 | 2.6042 | 2.25 | 1.5625 | 6 | 4.1667 | APP SV 150A | APP SV 150A | APP SV 150A | 184.8 | 184.8 | 184.8 |  | 554.4 |  | 0.15 |  | 1314.9 | 1.3149
| 20 | 12 | 7.5 | 5.2083 | 4.5 | 3.125 | 12 | 8.3333 | APP SV 150A | APP SV 150A | APP SV 150A | 184.8 | 184.8 | 184.8 |  | 554.4 |  | 0.15 |  | 1314.9 | 1.3149
| 30 | 18 | 11.25 | 7.8125 | 6.75 | 4.6875 | 18 | 12.5 | APP SV 150A | APP SV 150A | APP SV 150A | 184.8 | 184.8 | 184.8 |  | 554.4 |  | 0.15 |  | 1314.9 | 1.3149
| 50 | 30 | 18.75 | 13.0208 | 11.25 | 7.8125 | 30 | 20.8333 | APP SV 150A | APP SV 150A | APP SV 150A | 184.8 | 184.8 | 184.8 |  | 554.4 |  | 0.15 |  | 1314.9 | 1.3149
| 75 | 45 | 28.125 | 19.5312 | 16.875 | 11.7188 | 45 | 31.25 | APP SV 150A | APP SV 150A | APP SV 150A | 184.8 | 184.8 | 184.8 |  | 554.4 |  | 0.15 |  | 1314.9 | 1.3149
| 100 | 60 | 37.5 | 26.0417 | 22.5 | 15.625 | 60 | 41.6667 | APP SV 150A | APP SV 150A | APP SV 150A | 184.8 | 184.8 | 184.8 |  | 554.4 |  | 0.15 |  | 1314.9 | 1.3149
| 150 | 90 | 56.25 | 39.0625 | 33.75 | 23.4375 | 90 | 62.5 | APP SV 150A | APP SV 150A | APP SV 150A | 184.8 | 184.8 | 184.8 |  | 554.4 |  | 0.15 |  | 1314.9 | 1.3149
| 200 | 120 | 75 | 52.0833 | 45 | 31.25 | 120 | 83.3333 | APP SV 150A | APP SV 150A | APP SV 150A | 184.8 | 184.8 | 184.8 |  | 554.4 |  | 0.15 |  | 1314.9 | 1.3149
| 300 | 180 | 112.5 | 78.125 | 67.5 | 46.875 | 180 | 125 | APP SV 150A | APP SV 150A | APP SV 150A | 184.8 | 184.8 | 184.8 |  | 554.4 |  | 0.15 |  | 1314.9 | 1.3149
| 400 | 240 | 150 | 104.1667 | 90 | 62.5 | 240 | 166.6667 | APP SV 150A | APP SV 150A | APP SV 150A | 184.8 | 184.8 | 184.8 |  | 554.4 |  | 0.15 |  | 1314.9 | 1.3149
| 500 | 300 | 187.5 | 130.2083 | 112.5 | 78.125 | 300 | 208.3333 | APP SV 150A | APP SV 150A | APP SV 250A | 184.8 | 184.8 | 231.6 |  | 601.2 |  | 0.15 |  | 1314.9 | 1.3149
| 600 | 360 | 225 | 156.25 | 135 | 93.75 | 360 | 250 | APP SV 150A | APP SV 150A | Clarke HSEC | 184.8 | 184.8 | 274.8 |  | 644.4 |  | 0.15 |  | 1314.9 | 1.3149
| 800 | 480 | 300 | 208.3333 | 180 | 125 | 480 | 333.3333 | Clarke HSEC | APP SV 150A | Clarke SWP900A | 274.8 | 184.8 | 287.98 |  | 747.58 |  | 0.665 |  | 5829.39 | 5.8294
| 1000 | 600 | 375 | 260.4167 | 225 | 156.25 | 600 | 416.6667 | Clarke HSEC | APP SV 150A | DAB Feka | 274.8 | 184.8 | 330.12 |  | 789.72 |  | 0.665 |  | 5829.39 | 5.8294
Other fitting requirements
Control valve
|  | Non-return valve |  | for each pump and the feed
High level alarm
£
32mm |  | Non return valve | 11.16 | https://www.screwfix.com/p/mcalpine-s28m-nrv-non-return-valve-white-32mm/890hr | 2021-11-11
|  | Control Valve | 28.34 | https://uk.rs-online.com/web/p/gate-valves/2610334 | 2021-11-11
|  | High level alarm and Control | 32 | https://uk.rs-online.com/web/p/float-switches/1919505/?cm_mmc=UK-PLA-DS3A-_-google-_-CSS_UK_EN_Automation_%26_Control_Gear_Whoop-_-Float+Switches_Whoop+(2)-_-1919505&matchtype=&aud-831714891576:pla-352531143074&gclid=CjwKCAiAm7OMBhAQEiwArvGi3LHhAAQIcFQ1rKhVKmm3k250IW-pKfOQSqpZISiXHUfm11UtUYrxpxoCzDkQAvD_BwE&gclsrc=aw.ds | 2021-11-11
[12 empty] | PE | Wet Well Volume (m3) | Main Pump Flow | Booster Pump | Bypass Pump | Pump Selection
[14 empty] | m3/d | m3/d | m3/d | Main | Booster | Bypass
| Sewage Pumps |  | all at 230 v | [8 empty] | 5 | 3 | 1.875 | 1.125 | 3 | APP SV 150A | APP SV 150A | APP SV 150A
| Name | Max Flow rate (l/min) | Price |  | Power (kW) |  | Link | Acessed |  |  |  | 10 | 6 | 3.75 | 2.25 | 6 | APP SV 150A | APP SV 150A | APP SV 150A
| Clarke HSEC | 290 | 217.98 |  | 0.665 |  | https://www.pumpsalesdirect.co.uk/clarke-hsec-650a-230v.html | 2021-11-11 |  |  |  | 20 | 12 | 7.5 | 4.5 | 12 | APP SV 150A | APP SV 150A | APP SV 150A
| Clarke SWP900A | 350 | 239.4 |  | 1.1 |  | https://www.pumpsalesdirect.co.uk/clarke-swp900a-heavy-duty-submersible-sewage-pump-with-float-switch-230v.html | 2021-11-11 |  |  |  | 30 | 18 | 11.25 | 6.75 | 18 | APP SV 150A | APP SV 150A | APP SV 150A
| DAB Feka | 533 | 330.12 |  | 0.9 |  | https://www.pumpsalesdirect.co.uk/dab-feka-vs-550-ma.html | 2021-11-11 |  |  |  | 50 | 30 | 18.75 | 11.25 | 30 | APP SV 150A | APP SV 150A | APP SV 150A
| JS 650 SV | 300 | 354 |  |  |  | https://www.pumpsalesdirect.co.uk/js-650sv-auto-230v.html | 2021-11-11 |  |  |  | 75 | 45 | 28.125 | 16.875 | 45 | APP SV 150A | APP SV 150A | APP SV 150A
| Pedrollo VXM | 650 | 472.8 |  | 0.55 |  | https://www.pumpsalesdirect.co.uk/pedrollo-vxm-8-50.html | 2021-11-11 |  |  |  | 100 | 60 | 37.5 | 22.5 | 60 | APP SV 150A | APP SV 150A | APP SV 150A
[12 empty] | 150 | 90 | 56.25 | 33.75 | 90 | APP SV 150A | APP SV 150A | APP SV 150A
| Hippo 50 | 300 | 538.79 |  | 0.37 |  | https://www.jtpumps.co.uk/hippo-50-heavy-duty-sewage-submersible-pump-6m-lift-605-p.asp | 2021-11-11 |  |  |  | 200 | 120 | 75 | 45 | 120 | APP SV 150A | APP SV 150A | APP SV 150A
[12 empty] | 300 | 180 | 112.5 | 67.5 | 180 | APP SV 150A | APP SV 150A | APP SV 150A
| Clarke HSEC 650A | 290 | 274.8 |  | 0.665 |  | https://www.machinemart.co.uk/p/clarke-2inch-industrial-submersible-water-pump/ | 2021-11-11 |  |  |  | 400 | 240 | 150 | 90 | 240 | APP SV 150A | APP SV 150A | APP SV 150A
| Clarke SWP900A | 350 | 287.98 |  | 1.1 |  | https://www.machinemart.co.uk/p/clarke-swp900a-1-5-stainless-steel-submersibl/ | 2021-11-11 |  |  |  | 500 | 300 | 187.5 | 112.5 | 300 | APP SV 150A | APP SV 150A | APP SV 250A
[12 empty] | 600 | 360 | 225 | 135 | 360 | APP SV 150A | APP SV 150A | Clarke HSEC
| APP SV 150A | 170 | 184.8 |  | 0.15 |  | https://floodandwaterpumps.co.uk/app-sv-submersible-stainless-steel-pump-4354-p.asp | 2021-11-11 |  |  |  | 800 | 480 | 300 | 180 | 480 | Clarke HSEC | APP SV 150A | Clarke SWP900A
| APP SV 250A | 220 | 231.6 |  | 0.25 |  | https://floodandwaterpumps.co.uk/app-sv-submersible-stainless-steel-pump-4354-p.asp | 2021-11-11 |  |  |  | 1000 | 600 | 375 | 225 | 600 | Clarke HSEC | APP SV 150A | DAB Feka
| JS 1500 SV | 750 | 645.6 |  | 1.5 |  | https://www.pumpsalesdirect.co.uk/js-1500-sv-submersible-sewage-vortex-pump-230v.html | 2021-11-11
| TT Pumps DGO 200/280 | 960 | 940.8 |  | 1.7 |  | https://www.pumpsalesdirect.co.uk/tt-pumps-dgo-200-2-80-submersible-sewage-pump-manual-230v.html | 2021-11-11

## Fencing
| Fence Height |  | Min. | 1.8 | m | https://www.water.org.uk/wp-content/uploads/2020/03/SSG-App-C-Des-Con-Guide-v-2-100320-C.pdf
Fence Type
Steel Palasade
| Fence Post Length | 2.75 | m
Fence Post Dig in
| Depth | 0.9 | m
| Width | 0.45 | m
| Excavation per post | 0.18225 | m3
| Concrete Requirements | 0.18225 | m3
Quotes
| Fencing | 1.8 W Pallasade | Galvanised Coating
Unit | £ ex vat | £ inc Vat | Site | Link
1 pst / 2.75m | 133.7 | 160.44 | First Fence | https://www.firstfence.co.uk/1-8m-high-w-section-palisade-security-fencing
1 pst / 2.75m | 94.02 | 112.824 | Safe Fence | https://safefence.co.uk/1-8m-palisade-security-fencing.html
1 pst / 2.75m | 124.93 | 149.92 | All Steel Fecning | https://allsteelfencing.co.uk/product/1-8m-high-w-section-palisade-security-fencing/
Corner Posts
Unit | £ ex vat | £ inc Vat | Site | Link
1 | 35 | 42 | All Steel Fecning | https://allsteelfencing.co.uk/product/dig-in-palisade-fencing-endcorner-post/
1 | 39.19 | 47.028 | fencing direct | https://www.fencing-direct.co.uk/security-fencing/palisade/palisade-corner-end-posts/?Page_ID=3610&refpid=89754&id=827964
1 | 30.32 | 36.384 | First Fence | https://www.firstfence.co.uk/1-8m-high-dig-in-post-for-palisade-fencing
| Pallasade Gate | 3m width | Double leaf
Unit | £ ex vat | £ inc Vat | Site | Link
1 | 426.42 | 511.704 | First Fence | https://www.firstfence.co.uk/1-8m-x-3-0m-double-leaf-palisade-security-gate
1 | 425 | 510 | All steel fencing | https://allsteelfencing.co.uk/product/1-8m-x-3-0m-double-leaf-palisade-gate/
1 | 542.3 | 650.76 | Fecning Direct | https://www.fencing-direct.co.uk/gates/palisade-gates/1800mm-high-double-palisade-gates/?Page_ID=3610&refpid=93286&id=808651
Pieces to fit gate
Rail
Unit | £ ex vat | £ inc Vat | Site | Link
1 | 19.78 | 23.736 | First Fence | https://www.firstfence.co.uk/palisade-fencing-bottom-rail-w-section-2-75m-long
Pale
Unit | £ ex vat | £ inc Vat | Site | Link
1 | 4.72 | 5.664 | First Fence | https://www.firstfence.co.uk/w-section-pale-to-suit-1-8m-high-palisade-fencing
Total Gate Cost
539.4

## Septic Tank Design
Multi tank solution
|  | PE |  | British Water Standard | Scottish Water Standard |  |  | British Water Standard | Scottish Water Standard |  |  |  | Tank Size Limit | 60 | m3 | Gaby |  |  | PE | Vp
|  | 5 | 2900 | 2.9 | 1.5 |  |  | 1 | 1 | [10 empty] | 15 | 20 | 30 | 40 | 50 | 60 | 70 | 80 | 90 | 100
|  | 10 | 3800 | 3.8 | 3 |  |  | 1 | 1 | [9 empty] | 5 | 18.75 | 25 | 37.5 | 50 | 62.5 | 75 | 87.5 | 100 | 112.5 | 125 |  | m3 d-1 | m3
|  | 20 | 5600 | 5.6 | 6 |  |  | 1 | 1 | [9 empty] | 10 | 37.5 | 50 | 75 | 100 | 125 | 150 | 175 | 200 | 225 | 250 | 5 | 0.75 | 2.9 | 3.8667
|  | 30 | 7400 | 7.4 | 9 |  |  | 1 | 1 | [9 empty] | 20 | 75 | 100 | 150 | 200 | 250 | 300 | 350 | 400 | 450 | 500 | 10 | 1.5 | 3.8 | 2.5333 | 60.8
|  | 50 | 11000 | 11 | 15 |  |  | 1 | 1 | [9 empty] | 30 | 112.5 | 150 | 225 | 300 | 375 | 450 | 525 | 600 | 675 | 750 | 20 | 3 | 5.6 | 1.8667 | 44.8
|  | 75 | 15500 | 15.5 | 22.5 |  |  | 1 | 1 | [9 empty] | 50 | 187.5 | 250 | 375 | 500 | 625 | 750 | 875 | 1000 | 1125 | 1250 | 30 | 4.5 | 7.4 | 1.6444 | 39.4667
|  | 100 | 20000 | 20 | 30 |  |  | 1 | 1 | [9 empty] | 75 | 281.25 | 375 | 562.5 | 750 | 937.5 | 1125 | 1312.5 | 1500 | 1687.5 | 1875 | 50 | 7.5 | 11 | 1.4667 | 35.2
|  | 150 |  | 29 | 45 | [13 empty] | 100 | 375 | 500 | 750 | 1000 | 1250 | 1500 | 1750 | 2000 | 2250 | 2500 | 75 | 11.25 | 15.5 | 1.3778 | 33.0667
|  | 200 | 38000 | 38 | 60 |  |  | 1 | 1 | [8 empty] | Large Size Tanks | 150 | 562.5 | 750 | 1125 | 1500 | 1875 | 2250 | 2625 | 3000 | 3375 | 3750 | 100 | 15 | 20 | 1.3333 | 32
|  | 300 | 56000 | 56 | 90 |  |  | 1 | 2 |  |  | 45 |  |  | 37 | 38 | 40 | 45 | 200 | 750 | 1000 | 1500 | 2000 | 2500 | 3000 | 3500 | 4000 | 4500 | 5000 | 150 | 22.5 | 29 | 1.2889 | 30.9333
|  | 400 | 74000 | 74 | 120 | 40 |  | 2 | 2 |  | 37 | 60 |  |  | 45 | 45 | 46 | 46 | 300 | 1125 | 1500 | 2250 | 3000 | 3750 | 4500 | 5250 | 6000 | 6750 | 7500 | 200 | 30 | 38 | 1.2667 | 30.4
|  | 500 | 92000 | 92 | 150 | 37.5 |  | 2 | 3 |  | 46 | 50 |  |  | 45.5 | 46 |  | 54 | 400 | 1500 | 2000 | 3000 | 4000 | 5000 | 6000 | 7000 | 8000 | 9000 | 10000 | 300 | 45 | 56 | 1.2444 | 29.8667
|  | 600 | 110000 | 110 | 180 | 45 |  | 2 | 3 |  | 55 | 60 |  |  | 46 | 46 |  | 59 | 500 | 1875 | 2500 | 3750 | 5000 | 6250 | 7500 | 8750 | 10000 | 11250 | 12500 | 400 | 60 | 74 | 1.2333 | 29.6
|  | 800 | 146000 | 146 | 240 | 36.5 |  | 3 | 4 |  | 48.6667 | 60 |  |  | 48.6667 | 54 |  | 63 | 600 | 2250 | 3000 | 4500 | 6000 | 7500 | 9000 | 10500 | 12000 | 13500 | 15000 | 500 | 75 | 92 | 1.2267 | 29.44
|  | 1000 | 182000 | 182 | 300 |  |  | 4 | 5 |  | 45.5 | 60 |  |  | 50 | 54 |  | 65 | 800 | 3000 | 4000 | 6000 | 8000 | 10000 | 12000 | 14000 | 16000 | 18000 | 20000 | 600 | 90 | 110 | 1.2222 | 29.3333
[15 empty] | 55 | 59 |  | 71 | 1000 | 3750 | 5000 | 7500 | 10000 | 12500 | 15000 | 17500 | 20000 | 22500 | 25000 | 800 | 120 | 146 | 1.2167 | 29.2
[15 empty] | 60 | 63 |  | 84 | [11 empty] | 1000 | 150 | 182 | 1.2133 | 29.12
[15 empty] | 60 | 63 |  | 38 |  | Vp 50: 12.5
|  | British Water ST sizing | [12 empty] | 60 | 63 |  | 40 |  | Vp 50: 12.5
[15 empty] | 60 | 63 |  |  |  | Vp 50: 12.5
|  |  | =PEx180+2000 | [16 empty] | Vp 50: 12.5
12.5
[16 empty] | Sizes; |  |  |  | Vp 50: 12.5
46
|  | Scottish Water Septic Sizing | [13 empty] | 54
|  |  | 12 | hours @ 3 DWF | [11 empty] | 59
63
|  |  | Standard Flow | 0.15 | m3/pE/d
|  |  | Volume (m3) | Price (inc Vat)
|  | Clearwater | 38 | 8454 |  | 8454
|  |  | 34 | 7726.8 |  | 7726.8
|  |  | 26 | 6454.8 |  | 6454.8
|  |  | 22 | 5954 |  | 5954
|  |  | 18 | 5000.4 |  | 5000.4
|  |  | 15 | 3808.8 |  | 3808.8
|  |  | 12 | 3572.4 |  | 3572.4
|  |  | 10 | 3445.2 |  | 3445.2
|  |  | 9.15 | 3428.4 |  | 3428.4
|  |  | 7.15 | 2696.4 |  | 2696.4
|  |  | 5.7 | 2158.8 |  | 2158.8
|  |  | 4.8 | 1773.6 |  | 1773.6
|  |  | 3.8 | 1383.6 |  | 1383.6
|  |  | 2.8 | 1167.6 |  | 1167.6
|  | Conder | 10 |  | 4773.6 | 4773.6
|  |  | 8 |  | 3462 | 3462
|  |  | 6 |  | 2874 | 2874
|  |  | 5 |  | 2036.4 | 2036.4 |  |  | Standard | Low | High
|  |  | 4 |  | 1570.8 | 1570.8 |  |  | 562.4133 | 479.6181 | 645.208
|  |  | 3 |  | 1302 | 1302 |  |  | 0.7567 | 0.7186 | 0.7947
Tank Type | Tank Material | Volume (m3) |  | Cost | Manufacturer | Source | Link | [6 empty] | Real World | Projection | Low Projection | High Projection
Cesspool | GRP | 1 |  | 1386 | Premier Tech | TFE | https://www.tanksforeverything.co.uk/waste-water/cesspools |  | 562.4133 | 479.6181 | 645.208 |  | 1 | 1386 | 562.4133 | 479.6181 | 645.208
Cesspool | GRP | 2 |  | 1674 | Premier Tech | TFE | https://www.tanksforeverything.co.uk/waste-water/cesspools |  | 950.2655 | 789.2521 | 1119.253 |  | 2 | 1674 | 950.2655 | 789.2521 | 1119.253
Cesspool | GRP | 3 |  | 2014.8 | Premier Tech | TFE | https://www.tanksforeverything.co.uk/waste-water/cesspools |  | 1291.4965 | 1056.2212 | 1544.7849 |  | 2.8 | 1140 | 1225.8013 | 1005.1325 | 1462.3665
Cesspool | GRP | 4 |  | 2203.2 | Premier Tech | TFE | https://www.tanksforeverything.co.uk/waste-water/cesspools |  | 1605.589 | 1298.7808 | 1941.5868 |  | 2.8 | 1167.6 | 1225.8013 | 1005.1325 | 1462.3665
Cesspool | GRP | 6 |  | 2548 | Premier Tech | TFE | https://www.tanksforeverything.co.uk/waste-water/cesspools |  | 2182.1401 | 1738.1012 | 2679.764 |  | 3 | 2014.8 | 1291.4965 | 1056.2212 | 1544.7849
Cesspool | GRP | 8 |  | 3056.4 | Premier Tech | TFE | https://www.tanksforeverything.co.uk/waste-water/cesspools |  | 2712.8375 | 2137.2535 | 3368.1029 |  | 3 | 1302 | 1291.4965 | 1056.2212 | 1544.7849
Cesspool | GRP | 10 |  | 3202.8 | Premier Tech | TFE | https://www.tanksforeverything.co.uk/waste-water/cesspools |  | 3211.8524 | 2508.9706 | 4021.6081 |  | 3.8 | 1339.2 | 1544.4641 | 1251.7801 | 1864.0337
Cesspool | GRP | 14 |  | 4396.8 | Premier Tech | TFE | https://www.tanksforeverything.co.uk/waste-water/cesspools |  | 4143.1501 | 3195.2377 | 5254.4552 |  | 3.8 | 1383.6 | 1544.4641 | 1251.7801 | 1864.0337
Cesspool | GRP | 18 |  | 5538 | Premier Tech | TFE | https://www.tanksforeverything.co.uk/waste-water/cesspools |  | 5010.9525 | 3827.6691 | 6416.0066 |  | 4 | 2203.2 | 1605.589 | 1298.7808 | 1941.5868
Cesspool | GRP | 20 |  | 5598 | Premier Tech | TFE | https://www.tanksforeverything.co.uk/waste-water/cesspools |  | 5426.8145 | 4128.7227 | 6976.3503 |  | 4 | 1570.8 | 1605.589 | 1298.7808 | 1941.5868
Cesspool | GRP | 22 |  | 5829.6 | Premier Tech | TFE | https://www.tanksforeverything.co.uk/waste-water/cesspools |  | 5832.6622 | 4421.4071 | 7525.2867 |  | 4.8 | 1723.2 | 1843.1082 | 1480.5924 | 2244.3064
Cesspool | GRP | 25 |  | 6134.4 | Premier Tech | TFE | https://www.tanksforeverything.co.uk/waste-water/cesspools |  | 6425.0541 | 4846.8017 | 8329.9553 |  | 4.8 | 1773.6 | 1843.1082 | 1480.5924 | 2244.3064
Cesspool | GRP | 30 |  | 7177.2 | Premier Tech | TFE | https://www.tanksforeverything.co.uk/waste-water/cesspools |  | 7375.53 | 5525.2877 | 9628.7077 |  | 5 | 2036.4 | 1900.9303 | 1524.6684 | 2318.3084
Cesspool | GRP | 36 |  | 7128 | Premier Tech | TFE | https://www.tanksforeverything.co.uk/waste-water/cesspools |  | 8466.6125 | 6298.7525 | 11129.9533 |  | 5.7 | 2107.2 | 2099.066 | 1675.2022 | 2572.7257
Cesspool | GRP | 40 |  | 9194.4 | Premier Tech | TFE | https://www.tanksforeverything.co.uk/waste-water/cesspools |  | 9169.2619 | 6794.1616 | 12101.9908 |  | 5.7 | 2158.8 | 2099.066 | 1675.2022 | 2572.7257
Cesspool | GRP | 45 |  | 9922.8 | Premier Tech | TFE | https://www.tanksforeverything.co.uk/waste-water/cesspools |  | 10024.01 | 7394.2491 | 13289.4721 |  | 6 | 2548 | 2182.1401 | 1738.1012 | 2679.764
Cesspool | GRP | 50 |  | 10726.8 | Premier Tech | TFE | https://www.tanksforeverything.co.uk/waste-water/cesspools |  | 10855.9088 | 7975.8212 | 14450.1118 |  | 6 | 2874 | 2182.1401 | 1738.1012 | 2679.764
Cesspool | GRP | 54 |  | 11637.6 | Premier Tech | TFE | https://www.tanksforeverything.co.uk/waste-water/cesspools |  | 11506.8894 | 8429.3429 | 15361.4802 |  | 7.15 | 2642.4 | 2491.7758 | 1971.5141 | 3080.4684
Cesspool | GRP | 60 |  | 13182 | Premier Tech | TFE | https://www.tanksforeverything.co.uk/waste-water/cesspools |  | 12461.8533 | 9092.3271 | 16703.0793 |  | 7.15 | 2696.4 | 2491.7758 | 1971.5141 | 3080.4684
Cesspool | GRP | 65 |  | 15301.2 | Premier Tech | TFE | https://www.tanksforeverything.co.uk/waste-water/cesspools |  | 13239.9736 | 9630.639 | 17800.0814 |  | 8 | 3056.4 | 2712.8375 | 2137.2535 | 3368.1029
Cesspool | GRP | 70 |  | 16114.8 | Premier Tech | TFE | https://www.tanksforeverything.co.uk/waste-water/cesspools |  | 14003.6507 | 10157.4108 | 18879.8768 |  | 8 | 3462 | 2712.8375 | 2137.2535 | 3368.1029
Cesspool | GRP | 84 |  | 18202.8 | Premier Tech | TFE | https://www.tanksforeverything.co.uk/waste-water/cesspools |  | 16075.2493 | 11579.3094 | 21823.5045 |  | 9.15 | 2782 | 3003.0525 | 2353.8174 | 3747.4952
Cesspool |  | 2.8 |  | 1140 | Clearwater | TFE | https://www.tanksforeverything.co.uk/waste-water/cesspools |  | 1225.8013 | 1005.1325 | 1462.3665 |  | 9.15 | 3428.4 | 3003.0525 | 2353.8174 | 3747.4952
Cesspool |  | 3.8 |  | 1339.2 | Clearwater | TFE | https://www.tanksforeverything.co.uk/waste-water/cesspools |  | 1544.4641 | 1251.7801 | 1864.0337 |  | 10 | 3202.8 | 3211.8524 | 2508.9706 | 4021.6081
Cesspool |  | 4.8 |  | 1723.2 | Clearwater | TFE | https://www.tanksforeverything.co.uk/waste-water/cesspools |  | 1843.1082 | 1480.5924 | 2244.3064 |  | 10 | 3362.4 | 3211.8524 | 2508.9706 | 4021.6081
Cesspool |  | 5.7 |  | 2107.2 | Clearwater | TFE | https://www.tanksforeverything.co.uk/waste-water/cesspools |  | 2099.066 | 1675.2022 | 2572.7257 |  | 10 | 3445.2 | 3211.8524 | 2508.9706 | 4021.6081
Cesspool |  | 7.15 |  | 2642.4 | Clearwater | TFE | https://www.tanksforeverything.co.uk/waste-water/cesspools |  | 2491.7758 | 1971.5141 | 3080.4684 |  | 10 | 4773.6 | 3211.8524 | 2508.9706 | 4021.6081
Cesspool |  | 9.15 |  | 2782 | Clearwater | TFE | https://www.tanksforeverything.co.uk/waste-water/cesspools |  | 3003.0525 | 2353.8174 | 3747.4952 |  | 12 | 3490.8 | 3686.9906 | 2860.1921 | 4648.6311
Cesspool |  | 10 |  | 3362.4 | Clearwater | TFE | https://www.tanksforeverything.co.uk/waste-water/cesspools |  | 3211.8524 | 2508.9706 | 4021.6081 |  | 12 | 3572.4 | 3686.9906 | 2860.1921 | 4648.6311
Cesspool |  | 12 |  | 3490.8 | Clearwater | TFE | https://www.tanksforeverything.co.uk/waste-water/cesspools |  | 3686.9906 | 2860.1921 | 4648.6311 |  | 14 | 4396.8 | 4143.1501 | 3195.2377 | 5254.4552
Cesspool |  | 15 |  | 3726 | Clearwater | TFE | https://www.tanksforeverything.co.uk/waste-water/cesspools |  | 4365.1969 | 3357.6447 | 5550.5941 |  | 15 | 3726 | 4365.1969 | 3357.6447 | 5550.5941
Cesspool |  | 18 |  | 4917.6 | Clearwater | TFE | https://www.tanksforeverything.co.uk/waste-water/cesspools |  | 5010.9525 | 3827.6691 | 6416.0066 |  | 15 | 3808.8 | 4365.1969 | 3357.6447 | 5550.5941
Cesspool |  | 22 |  | 5871.6 | Clearwater | TFE | https://www.tanksforeverything.co.uk/waste-water/cesspools |  | 5832.6622 | 4421.4071 | 7525.2867 |  | 18 | 5538 | 5010.9525 | 3827.6691 | 6416.0066
Cesspool |  | 26 |  | 6372 | Clearwater | TFE | https://www.tanksforeverything.co.uk/waste-water/cesspools |  | 6618.5966 | 4985.3472 | 8593.6777 |  | 18 | 4917.6 | 5010.9525 | 3827.6691 | 6416.0066
Cesspool |  | 34 |  | 7645.2 | Clearwater | TFE | https://www.tanksforeverything.co.uk/waste-water/cesspools |  | 8108.2229 | 6045.2785 | 10635.699 |  | 18 | 5000.4 | 5010.9525 | 3827.6691 | 6416.0066
Cesspool |  | 38 |  | 8372.4 | Clearwater | TFE | https://www.tanksforeverything.co.uk/waste-water/cesspools |  | 8820.1878 | 6548.2923 | 11618.5991 |  | 20 | 5598 | 5426.8145 | 4128.7227 | 6976.3503
Cesspool |  | 46 |  | 9826.8 | Clearwater | TFE | https://www.tanksforeverything.co.uk/waste-water/cesspools |  | 10192.1178 | 7511.9613 | 13523.6335 |  | 22 | 5829.6 | 5832.6622 | 4421.4071 | 7525.2867
Cesspool |  | 54 |  | 11462.4 | Clearwater | TFE | https://www.tanksforeverything.co.uk/waste-water/cesspools |  | 11506.8894 | 8429.3429 | 15361.4802 |  | 22 | 5871.6 | 5832.6622 | 4421.4071 | 7525.2867
Cesspool |  | 59 |  | 12280.8 | Clearwater | TFE | https://www.tanksforeverything.co.uk/waste-water/cesspools |  | 12304.3677 | 8983.1742 | 16481.4659 |  | 22 | 5954 | 5832.6622 | 4421.4071 | 7525.2867
Cesspool |  | 63 |  | 13099.2 | Clearwater | TFE | https://www.tanksforeverything.co.uk/waste-water/cesspools |  | 12930.5374 | 9416.7639 | 17363.4363 |  | 25 | 6134.4 | 6425.0541 | 4846.8017 | 8329.9553
Cesspool |  | 71 |  | 14372.4 | Clearwater | TFE | https://www.tanksforeverything.co.uk/waste-water/cesspools |  | 14154.7686 | 10261.4755 | 19093.9048 |  | 26 | 6372 | 6618.5966 | 4985.3472 | 8593.6777
Cesspool |  | 79 |  | 15826.8 | Clearwater | TFE | https://www.tanksforeverything.co.uk/waste-water/cesspools |  | 15345.8166 | 11079.761 | 20784.7111 |  | 26 | 6454.8 | 6618.5966 | 4985.3472 | 8593.6777
ST |  | 38 |  | 8454 | Clearwater | TFE | https://www.tanksforeverything.co.uk/waste-water/septic-tanks?sort=p.price&order=DESC |  | 8820.1878 | 6548.2923 | 11618.5991 |  | 30 | 7177.2 | 7375.53 | 5525.2877 | 9628.7077
ST |  | 34 |  | 7726.8 | Clearwater | TFE | https://www.tanksforeverything.co.uk/waste-water/septic-tanks?sort=p.price&order=DESC |  | 8108.2229 | 6045.2785 | 10635.699 |  | 34 | 7645.2 | 8108.2229 | 6045.2785 | 10635.699
ST |  | 26 |  | 6454.8 | Clearwater | TFE | https://www.tanksforeverything.co.uk/waste-water/septic-tanks?sort=p.price&order=DESC |  | 6618.5966 | 4985.3472 | 8593.6777 |  | 34 | 7726.8 | 8108.2229 | 6045.2785 | 10635.699
ST |  | 22 |  | 5954 | Clearwater | TFE | https://www.tanksforeverything.co.uk/waste-water/septic-tanks?sort=p.price&order=DESC |  | 5832.6622 | 4421.4071 | 7525.2867 |  | 36 | 7128 | 8466.6125 | 6298.7525 | 11129.9533
ST |  | 18 |  | 5000.4 | Clearwater | TFE | https://www.tanksforeverything.co.uk/waste-water/septic-tanks?sort=p.price&order=DESC |  | 5010.9525 | 3827.6691 | 6416.0066 |  | 38 | 8372.4 | 8820.1878 | 6548.2923 | 11618.5991
ST |  | 15 |  | 3808.8 | Clearwater | TFE | https://www.tanksforeverything.co.uk/waste-water/septic-tanks?sort=p.price&order=DESC |  | 4365.1969 | 3357.6447 | 5550.5941 |  | 38 | 8454 | 8820.1878 | 6548.2923 | 11618.5991
ST |  | 12 |  | 3572.4 | Clearwater | TFE | https://www.tanksforeverything.co.uk/waste-water/septic-tanks?sort=p.price&order=DESC |  | 3686.9906 | 2860.1921 | 4648.6311 |  | 40 | 9194.4 | 9169.2619 | 6794.1616 | 12101.9908
ST |  | 10 |  | 3445.2 | Clearwater | TFE | https://www.tanksforeverything.co.uk/waste-water/septic-tanks?sort=p.price&order=DESC |  | 3211.8524 | 2508.9706 | 4021.6081 |  | 45 | 9922.8 | 10024.01 | 7394.2491 | 13289.4721
ST |  | 9.15 |  | 3428.4 | Clearwater | TFE | https://www.tanksforeverything.co.uk/waste-water/septic-tanks?sort=p.price&order=DESC |  | 3003.0525 | 2353.8174 | 3747.4952 |  | 46 | 9826.8 | 10192.1178 | 7511.9613 | 13523.6335
ST |  | 7.15 |  | 2696.4 | Clearwater | TFE | https://www.tanksforeverything.co.uk/waste-water/septic-tanks?sort=p.price&order=DESC |  | 2491.7758 | 1971.5141 | 3080.4684 |  | 50 | 10726.8 | 10855.9088 | 7975.8212 | 14450.1118
ST |  | 5.7 |  | 2158.8 | Clearwater | TFE | https://www.tanksforeverything.co.uk/waste-water/septic-tanks?sort=p.price&order=DESC |  | 2099.066 | 1675.2022 | 2572.7257 |  | 54 | 11637.6 | 11506.8894 | 8429.3429 | 15361.4802
ST |  | 4.8 |  | 1773.6 | Clearwater | TFE | https://www.tanksforeverything.co.uk/waste-water/septic-tanks?sort=p.price&order=DESC |  | 1843.1082 | 1480.5924 | 2244.3064 |  | 54 | 11462.4 | 11506.8894 | 8429.3429 | 15361.4802
ST |  | 3.8 |  | 1383.6 | Clearwater | TFE | https://www.tanksforeverything.co.uk/waste-water/septic-tanks?sort=p.price&order=DESC |  | 1544.4641 | 1251.7801 | 1864.0337 |  | 59 | 12280.8 | 12304.3677 | 8983.1742 | 16481.4659
ST |  | 2.8 |  | 1167.6 | Clearwater | TFE | https://www.tanksforeverything.co.uk/waste-water/septic-tanks?sort=p.price&order=DESC |  | 1225.8013 | 1005.1325 | 1462.3665 |  | 60 | 13182 | 12461.8533 | 9092.3271 | 16703.0793
ST |  | 10 |  | 4773.6 | Clearwater | TFE | https://www.tanksforeverything.co.uk/waste-water/septic-tanks?sort=p.price&order=DESC |  | 3211.8524 | 2508.9706 | 4021.6081 |  | 63 | 13099.2 | 12930.5374 | 9416.7639 | 17363.4363
ST |  | 8 |  | 3462 | Clearwater | TFE | https://www.tanksforeverything.co.uk/waste-water/septic-tanks?sort=p.price&order=DESC |  | 2712.8375 | 2137.2535 | 3368.1029 |  | 65 | 15301.2 | 13239.9736 | 9630.639 | 17800.0814
ST |  | 6 |  | 2874 | Clearwater | TFE | https://www.tanksforeverything.co.uk/waste-water/septic-tanks?sort=p.price&order=DESC |  | 2182.1401 | 1738.1012 | 2679.764 |  | 70 | 16114.8 | 14003.6507 | 10157.4108 | 18879.8768
ST |  | 5 |  | 2036.4 | Clearwater | TFE | https://www.tanksforeverything.co.uk/waste-water/septic-tanks?sort=p.price&order=DESC |  | 1900.9303 | 1524.6684 | 2318.3084 |  | 71 | 14372.4 | 14154.7686 | 10261.4755 | 19093.9048
ST |  | 4 |  | 1570.8 | Clearwater | TFE | https://www.tanksforeverything.co.uk/waste-water/septic-tanks?sort=p.price&order=DESC |  | 1605.589 | 1298.7808 | 1941.5868 |  | 79 | 15826.8 | 15345.8166 | 11079.761 | 20784.7111
ST |  | 3 |  | 1302 | Clearwater | TFE | https://www.tanksforeverything.co.uk/waste-water/septic-tanks?sort=p.price&order=DESC |  | 1291.4965 | 1056.2212 | 1544.7849 |  | 84 | 18202.8 | 16075.2493 | 11579.3094 | 21823.5045
|  | 90 | [6 empty] | 16936.7817 | 12167.8608 | 23053.4679 |  | 90 |  | 16936.7817 | 12167.8608 | 23053.4679
|  | 100 | [6 empty] | 18342.3756 | 13124.8867 | 25066.8489 |  | 100 |  | 18342.3756 | 13124.8867 | 25066.8489
|  | 150 | [6 empty] | 24928.9415 | 17564.4576 | 34597.0817 |  | 150 |  | 24928.9415 | 17564.4576 | 34597.0817
|  | 200 | [6 empty] | 30991.6701 | 21598.1085 | 43483.8793 |  | 200 |  | 30991.6701 | 21598.1085 | 43483.8793
|  | 300 | [6 empty] | 42120.4726 | 28903.797 | 60016.1324 |  | 300 |  | 42120.4726 | 28903.797 | 60016.1324

## SAF - Design
Below Ground Installations
PE |  | Aeration Tanks | [10 empty] | Treatmentefficiency (%) |  |  |  |  | Mass Removal Rates (g d-1) |  |  |  |  | Average Effluent Concs (mg/l) |  |  |  |  | Design Eff | [5 empty] | Flow
|  | Name | Dry Weather Flow (m3/d) | Ammmonia (kg Nh3 /day) | Organic Load (kg BOD / day) |  | Desludging Interval | Volume (m3) | Blower Rating (w) | Electrical Consumption (kWh/d) | Electrical Consumption (kWh/d/m3) |  | COD | BOD5 | SS | NH4 |  | COD | BOD5 | SS | NH4 |  | COD | BOD5 | SS | NH4 |  | COD | BOD5 | SS | NH4 | [10 empty] | PE | PE load (m3/d) | DWF (m3/d) | 3 DWF
|  | Tricel Novouk6 | 0.9 | - | 0.36 |  | 365 - 1095 |  |  | 1.1 | 1.2222 |  | 91.6 | 95.9 | 95.3 | 79.9 |  | 824.4 | 345.24 | 457.44 | 38.352 |  | 84 | 16.4 | 25.0667 | 10.72 |  |  | 11 | 16 | 8 |  |  | PE | 1 |  |  |  | DWF | 3 DWF |  | 5 | 0.75 | 1.5 | 3
|  | Tricel Novouk8 | 1.2 | - | 0.48 |  | 365 - 1095 |  |  | 1.4667 |  |  | 91.6 | 95.9 | 95.3 | 79.9 |  | 1099.2 | 460.32 | 609.92 | 51.136 |  | 84 | 16.4 | 25.0667 | 10.72 | [7 empty] | Flowrate | 0.15 | m3/d |  |  | 0.3 | 0.6 |  | 10 | 1.5 | 3 | 6
5 |  | Tricel Novouk10 | 1.5 | - | 0.6 |  | 365 - 1095 |  | 86 | 1.8333 |  |  | 91.6 | 95.9 | 95.3 | 79.9 |  | 1374 | 575.4 | 762.4 | 63.92 |  | 84 | 16.4 | 25.0667 | 10.72 | [7 empty] | Qav | 0.375 | [6 empty] | 20 | 3 | 6 | 12
|  | Tricel Novouk12 | 1.8 | - | 0.72 |  | 365 - 1095 |  |  | 2.2 |  |  | 91.6 | 95.9 | 95.3 | 79.9 |  | 1648.8 | 690.48 | 914.88 | 76.704 |  | 84 | 16.4 | 25.0667 | 10.72 | [7 empty] | 3 DWF | [7 empty] | 30 | 4.5 | 9 | 18
|  | Tricel Novouk18 | 2.7 | - | 1.08 |  | 180-730 |  |  | 3.3 |  |  | 91.6 | 95.9 | 95.3 | 79.9 |  | 2473.2 | 1035.72 | 1372.32 | 115.056 |  | 84 | 16.4 | 25.0667 | 10.72 | [7 empty] | DWF | [7 empty] | 50 | 7.5 | 15 | 30
10 |  | Tricel Novouk24 | 3.6 | - | 1.44 |  | 180-730 |  | 215 | 4.4 |  |  | 91.6 | 95.9 | 95.3 | 79.9 |  | 3297.6 | 1380.96 | 1829.76 | 153.408 |  | 84 | 16.4 | 25.0667 | 10.72 | [15 empty] | 75 | 11.25 | 22.5 | 45
|  | Tricel Novouk30 | 4.5 | - | 1.8 |  | 140 - 365 |  |  | 5.5 |  |  | 91.6 | 95.9 | 95.3 | 79.9 |  | 4122 | 1726.2 | 2287.2 | 191.76 |  | 84 | 16.4 | 25.0667 | 10.72 | [7 empty] | British Water Standard |  | for domestic dwellings | [5 empty] | 100 | 15 | 30 | 60
|  | Tricel Novouk36 | 5.4 | - | 2.16 |  | 140 - 365 |  |  | 6.6 |  |  | 91.6 | 95.9 | 95.3 | 79.9 |  | 4946.4 | 2071.44 | 2744.64 | 230.112 |  | 84 | 16.4 | 25.0667 | 10.72 | [7 empty] | COD | 150 | g/d/PE | This is from Scottish
20 |  | Tricel Novouk42 | 6.3 | - | 2.52 |  | 140 - 365 |  | 450 | 7.7 |  |  | 91.6 | 95.9 | 95.3 | 79.9 |  | 5770.8 | 2416.68 | 3202.08 | 268.464 |  | 84 | 16.4 | 25.0667 | 10.72 | [7 empty] | SS | 80 | g/d/PE | This is from Scottish
|  | Tricel Novouk50 | 7.5 | - | 3 |  | 140 - 365 |  |  | 9.1667 |  |  | 91.6 | 95.9 | 95.3 | 79.9 |  | 6870 | 2877 | 3812 | 319.6 |  | 84 | 16.4 | 25.0667 | 10.72 | [7 empty] | BOD | 60 | g/d/PE
[34 empty] | Ammonia | 8 | g/d/PE | [6 empty] | British Standard, closed system = no inflitration
|  |  | 1.2 | 0.064 | 0.33 |  |  |  |  | 2.8 | 2.3333 |  | 93.1 | 97.1 | 97 | 92.2 |  | 1117.2 | 320.43 | 620.8 | 59.008 |  | 69 | 7.975 | 16 | 4.16 | [15 empty] | PE | 5 | 10 | 20 | 30 | 50 | 75 | 100
|  | CSAF 30 N20 | 6 | 0.24 | 1.8 |  | 120 |  |  | 14 |  |  | 93.1 | 97.1 | 97 | 92.2 |  | 5586 | 1747.8 | 3104 | 295.04 |  | 69 | 8.7 | 16 | 4.16 | [7 empty] | COD | 1000 | g/m3 | [5 empty] | Flow (m3/d) | 0.75 | 1.5 | 3 | 4.5 | 7.5 | 11.25 | 15
|  | CSAF 35 N20 | 7 | 0.28 | 2.1 |  | 120 |  |  | 16.3333 |  |  | 93.1 | 97.1 | 97 | 92.2 |  | 6517 | 2039.1 | 3621.3333 | 344.2133 |  | 69 | 8.7 | 16 | 4.16 | [7 empty] | SS | 533.3333 | g/m3 | [5 empty] | DWF | 1.5 | 3 | 6 | 9 | 15 | 22.5 | 30
|  | CSAF 40 N20 | 8 | 0.32 | 2.4 |  | 120 |  |  | 18.6667 |  |  | 93.1 | 97.1 | 97 | 92.2 |  | 7448 | 2330.4 | 4138.6667 | 393.3867 |  | 69 | 8.7 | 16 | 4.16 | [7 empty] | BOD | 400 | g/m3 | [5 empty] | Qav | 1.875 | 3.75 | 7.5 | 11.25 | 18.75 | 28.125 | 37.5
|  | CSAF 50 N20 | 10 | 0.4 | 3 |  | 120 |  |  | 23.3333 |  |  | 93.1 | 97.1 | 97 | 92.2 |  | 9310 | 2913 | 5173.3333 | 491.7333 |  | 69 | 8.7 | 16 | 4.16 | [7 empty] | Ammonia | 53.3333 | g/m3 | [5 empty] | 3 DWF | 3 | 6 | 12 | 18 | 30 | 45 | 60
|  | CSAF 60 N20 | 9 | 0.48 | 3.6 |  | 90 |  |  | 21 |  |  | 93.1 | 97.1 | 97 | 92.2 |  | 8379 | 3495.6 | 4656 | 442.56 |  | 69 | 11.6 | 16 | 4.16
30 |  | CSAF 60 N10 | 9 | 0.48 | 3.6 |  | 90 |  |  | 21 |  |  | 93.1 | 97.1 | 97 | 92.2 |  | 8379 | 3495.6 | 4656 | 442.56 |  | 69 | 11.6 | 16 | 4.16 | [7 empty] | Scottish Water Standard | [7 empty] | Loading
|  | CSAF 60 N05 | 9 | 0.48 | 3.6 |  | 90 |  |  | 21 |  |  | 93.1 | 97.1 | 97 | 92.2 |  | 8379 | 3495.6 | 4656 | 442.56 |  | 69 | 11.6 | 16 | 4.16 | [7 empty] | COD | 150 | g/d/PE | [5 empty] | BOD (kg/d) | 0.3 | 0.6 | 1.2 | 1.8 | 3 | 4.5 | 6
|  | CSAF 75 N20 | 11.3 | 0.6 | 4.5 |  | 90 |  |  | 26.3667 |  |  | 93.1 | 97.1 | 97 | 92.2 |  | 10520.3 | 4369.5 | 5845.8667 | 555.6587 |  | 69 | 11.5487 | 16 | 4.16 | [7 empty] | SS | 80 | g/d/PE | [5 empty] | NH4 (g/d) | 0.04 | 0.08 | 0.16 | 0.24 | 0.4 | 0.6 | 0.8
|  | CSAF 75 N10 | 11.3 | 0.6 | 4.5 |  | 90 |  |  | 26.3667 |  |  | 93.1 | 97.1 | 97 | 92.2 |  | 10520.3 | 4369.5 | 5845.8667 | 555.6587 |  | 69 | 11.5487 | 16 | 4.16 | [7 empty] | BOD | 60 | g/d/PE
|  | CSAF 75 N05 | 11.3 | 0.6 | 4.5 |  | 90 |  |  | 26.3667 |  |  | 93.1 | 97.1 | 97 | 92.2 |  | 10520.3 | 4369.5 | 5845.8667 | 555.6587 |  | 69 | 11.5487 | 16 | 4.16 | [7 empty] | Ammonia | 7.5 | g/d/PE
|  | CSAF 100 N20 | 15 | 0.8 | 6 |  | 90 |  |  | 35 |  |  | 93.1 | 97.1 | 97 | 92.2 |  | 13965 | 5826 | 7760 | 737.6 |  | 69 | 11.6 | 16 | 4.16
50 |  | CSAF 100 N10 | 15 | 0.8 | 6 |  | 90 |  |  | 35 |  |  | 93.1 | 97.1 | 97 | 92.2 |  | 13965 | 5826 | 7760 | 737.6 |  | 69 | 11.6 | 16 | 4.16 | [7 empty] | COD | 500 | g/m3
|  | CSAF 100 N05 | 15 | 0.8 | 6 |  | 90 |  |  | 35 |  |  | 93.1 | 97.1 | 97 | 92.2 |  | 13965 | 5826 | 7760 | 737.6 |  | 69 | 11.6 | 16 | 4.16 | [7 empty] | SS | 266.6667 | g/m3
|  | CSAF 125 N20 | 18.8 | 1 | 7.5 |  | 90 |  |  | 43.8667 |  |  | 93.1 | 97.1 | 97 | 92.2 |  | 17502.8 | 7282.5 | 9725.8667 | 924.4587 |  | 69 | 11.5691 | 16 | 4.16 | [7 empty] | BOD | 200 | g/m3
|  | CSAF 125 N10 | 18.8 | 1 | 7.5 |  | 90 |  |  | 43.8667 |  |  | 93.1 | 97.1 | 97 | 92.2 |  | 17502.8 | 7282.5 | 9725.8667 | 924.4587 |  | 69 | 11.5691 | 16 | 4.16 | [7 empty] | Ammonia | 25 | g/m3
|  | CSAF 125 N05 | 18.8 | 1 | 7.5 |  | 90 |  |  | 43.8667 |  |  | 93.1 | 97.1 | 97 | 92.2 |  | 17502.8 | 7282.5 | 9725.8667 | 924.4587 |  | 69 | 11.5691 | 16 | 4.16
|  | CSAF 150 N20 | 22.5 | 1.2 | 9 |  | 90 |  |  | 52.5 |  |  | 93.1 | 97.1 | 97 | 92.2 |  | 20947.5 | 8739 | 11640 | 1106.4 |  | 69 | 11.6 | 16 | 4.16
75 |  | CSAF 150 N10 | 22.5 | 1.2 | 9 |  | 90 |  |  | 52.5 |  |  | 93.1 | 97.1 | 97 | 92.2 |  | 20947.5 | 8739 | 11640 | 1106.4 |  | 69 | 11.6 | 16 | 4.16
|  | CSAF 150 N05 | 22.5 | 1.2 | 9 |  | 90 |  |  | 52.5 |  |  | 93.1 | 97.1 | 97 | 92.2 |  | 20947.5 | 8739 | 11640 | 1106.4 |  | 69 | 11.6 | 16 | 4.16
|  | CSAF 200 N20 | 30 | 1.6 | 12 |  | 60 |  |  | 70 |  |  | 93.1 | 97.1 | 97 | 92.2 |  | 27930 | 11652 | 15520 | 1475.2 |  | 69 | 11.6 | 16 | 4.16
100 |  | CSAF 200 N10 | 30 | 1.6 | 12 |  | 60 |  |  | 70 |  |  | 93.1 | 97.1 | 97 | 92.2 |  | 27930 | 11652 | 15520 | 1475.2 |  | 69 | 11.6 | 16 | 4.16
|  | CSAF 200 N05 | 30 | 1.6 | 12 |  | 60 |  |  | 70 |  |  | 93.1 | 97.1 | 97 | 92.2 |  | 27930 | 11652 | 15520 | 1475.2 |  | 69 | 11.6 | 16 | 4.16
|  | CSAF 250N20 | 37.5 | 2 | 15 |  | 60 |  |  | 87.5 |  |  | 93.1 | 97.1 | 97 | 92.2 |  | 34912.5 | 14565 | 19400 | 1844 |  | 69 | 11.6 | 16 | 4.16
|  | CSAF 300 N20 | 45 | 2.4 | 18 |  | 60 |  |  | 105 |  |  | 93.1 | 97.1 | 97 | 92.2 |  | 41895 | 17478 | 23280 | 2212.8 |  | 69 | 11.6 | 16 | 4.16
[33 empty] | Mass Removal Rates (g m-3 d-1) |  |  |  |  | Max DW Flow |  | NH4 limiting
|  |  | Dry Weather Flow (m3/d) | Ammmonia (kg Nh3 /day) | Organic Load (kg BOD / day) |  | Desludging Interval | Volume (m3) | Blower Rating (w) | [18 empty] | COD | BOD5 | SS | NH4 |  | COD | BOD5 | SS | NH4 |  | PE |  | NH4
|  | Clenviro CLF 1 | 1.2 | - | 0.36 |  | 180 | 3.7428 | 60 | 1.4 |  |  | 91.4 | 96.2 | 95.5 | 83.3 | [6 empty] | 56 | 11 | 16 | 5.9 |  |  | 20 | 30 | 20 |  |  | 57.7106 | 75.8787 | 1.6031 |  |  |  | 0.6
|  | Clenviro CLF 1A | 1.8 | - | 0.54 |  | 180 | 4.8074 | 60 |  |  |  | 91.4 | 96.2 | 95.5 | 83.3 | [6 empty] | 56 | 11 | 16 | 5.9 |  |  | 20 | 30 | 20 |  |  | 67.3956 | 88.6127 | 1.8721 |  |  |  | 0.9
|  | Clenviro CLF 2 | 2.4 | - | 0.72 |  | 180 | 6.0051 | 80 |  |  |  | 91.4 | 96.2 | 95.5 | 83.3 | [6 empty] | 56 | 11 | 16 | 5.9 |  |  | 20 | 30 | 20 |  |  | 71.9384 | 94.5857 | 1.9983 |  |  |  | 1.2
5 |  | Clenviro CLF 3 | 3.6 | - | 1.08 |  | 180 | 10.6716 | 120 |  |  |  | 91.4 | 96.2 | 95.5 | 83.3 | [6 empty] | 56 | 11 | 16 | 5.9 |  |  | 20 | 30 | 20 |  |  | 60.7219 | 79.8381 | 1.6867 |  | 5 |  | 1.8
|  | Clenviro CLF 4 | 5 | - | 1.5 |  | 180 | 16.3485 | 120 |  |  |  | 91.4 | 96.2 | 95.5 | 83.3 | [6 empty] | 56 | 11 | 16 | 5.9 |  |  | 20 | 30 | 20 |  |  | 55.051 | 72.3819 | 1.5292 |  |  |  | 2.5
10 |  | Clenviro CLF 5 | 6 | - | 1.8 |  | 180 | 18.9524 | 370 |  |  |  | 91.4 | 96.2 | 95.5 | 83.3 | [6 empty] | 56 | 11 | 16 | 5.9 |  |  | 20 | 30 | 20 |  |  | 56.985 | 74.9247 | 1.5829 |  | 10 |  | 3
|  | Clenviro CLF 6 | 8 | - | 2.4 |  | 180 | 23.915 | 370 |  |  |  | 91.4 | 96.2 | 95.5 | 83.3 | [6 empty] | 56 | 11 | 16 | 5.9 |  |  | 20 | 30 | 20 |  |  | 60.2134 | 79.1694 | 1.6726 |  |  |  | 4
|  | Clenviro CLF 7 | 10 | - | 3 |  | 180 | 26.5144 | 370 |  |  |  | 91.4 | 96.2 | 95.5 | 83.3 | [6 empty] | 56 | 11 | 16 | 5.9 |  |  | 20 | 30 | 20 |  |  | 67.8876 | 89.2596 | 1.8858 |  |  |  | 5
20 |  | Clenviro CLF 8 | 12 | - | 3.6 |  | 120 | 28.4049 | 750 |  |  |  | 91.4 | 96.2 | 95.5 | 83.3 | [6 empty] | 56 | 11 | 16 | 5.9 |  |  | 20 | 30 | 20 |  |  | 76.0432 | 99.9827 | 2.1123 |  | 20 |  | 6
|  | Clenviro CLF 9 | 14 | - | 4.2 |  | 120 | 32.1859 | 750 |  |  |  | 91.4 | 96.2 | 95.5 | 83.3 | [6 empty] | 56 | 11 | 16 | 5.9 |  |  | 20 | 30 | 20 |  |  | 78.2951 | 102.9435 | 2.1749 |  |  |  | 7
|  | Clenviro CLF 10 | 16 | - | 4.8 |  | 120 | 37.0933 | 750 |  |  |  | 91.4 | 96.2 | 95.5 | 83.3 | [6 empty] | 56 | 11 | 16 | 5.9 |  |  | 20 | 30 | 20 |  |  | 77.642 | 102.0849 | 2.1567 |  |  |  | 8
30 |  | Clenviro CLF 11 | 18 | - | 5.4 |  | 120 | 40.3856 | 750 |  |  |  | 91.4 | 96.2 | 95.5 | 83.3 | [6 empty] | 56 | 11 | 16 | 5.9 |  |  | 20 | 30 | 20 |  |  | 80.2266 | 105.4831 | 2.2285 |  | 30 |  | 9
|  | Clenviro CLF 12 | 20 | - | 6 |  | 120 | 42.5805 | 750 |  |  |  | 91.4 | 96.2 | 95.5 | 83.3 | [6 empty] | 56 | 11 | 16 | 5.9 |  |  | 20 | 30 | 20 |  |  | 84.5458 | 111.162 | 2.3485 |  |  |  | 10
|  | Clenviro CLF 13 | 25 | - | 7.5 |  | 120 | 49.9333 | 750 |  |  |  | 91.4 | 96.2 | 95.5 | 83.3 | [6 empty] | 56 | 11 | 16 | 5.9 |  |  | 20 | 30 | 20 |  |  | 90.1202 | 118.4914 | 2.5033 |  |  |  | 12.5
50 |  | Clenviro CLF 14 | 30 | - | 9 |  | 120 | 58.1641 | 1100 |  |  |  | 91.4 | 96.2 | 95.5 | 83.3 | [6 empty] | 56 | 11 | 16 | 5.9 |  |  | 20 | 30 | 20 |  |  | 92.8408 | 122.0685 | 2.5789 |  | 50 |  | 15
|  | Clenviro CLF 15 | 40 | - | 12 |  | 120 | 65.8461 | 1100 |  |  |  | 91.4 | 96.2 | 95.5 | 83.3 | [6 empty] | 56 | 11 | 16 | 5.9 |  |  | 20 | 30 | 20 |  |  | 109.3459 | 143.7696 | 3.0374 |  |  |  | 20
75 |  | Clenviro CLF 16 | 50 | - | 15 |  | 120 | 80.9901 | 1500 |  |  |  | 91.4 | 96.2 | 95.5 | 83.3 | [6 empty] | 56 | 11 | 16 | 5.9 |  |  | 20 | 30 | 20 |  |  | 111.1247 | 146.1084 | 3.0868 |  | 75 |  | 25
100 |  | Clenviro CLF 17 | 60 |  | 18 |  | 90 | 82.1411 | 2000 | [19 empty] | 20 | 30 | 20 |  |  | 131.4811 | 172.8734 | 3.6523 |  | 100 |  | 30
Desludging
|  |  | Dry Weather Flow (m3/d) | Organic Load (kg BOD / day) | Desludging Interval | Volume | Actual Flow
|  | Clenviro CLF 11 | 18 | 5.4 | 120 |  | 9 |  | 240
|  | Clenviro CLF 14 | 30 | 9 | 120 |  | 15 |  | 240
|  | CSAF 150 N10 | 22.5 | 9 | 90 |  | 22.5 |  | 90
|  | CSAF 200 N10 | 30 | 12 | 60 |  | 30 |  | 60
Maintance Requirements
| Operator | 28 | hours / year | Gaby
| Blower Maintance | [5 empty] | Price Guide | Price |  | Blower Rating (W)
|  | Filter change | 1/year |  |  |  | ET-60 | 50.4 |  | 55
|  | Clean | 1/year |  |  |  | ET-80 | 50.4 |  | 85
|  | Diagprahm | 1.5/year |  |  |  | ET-100 | 50.4 |  | 105
[7 empty] | ET-120 | 50.4 |  | 125
[7 empty] | ET-150 | 73.2 |  | 160
[7 empty] | ET-200 | 73.2 |  | 230
Cost Per Year
|  |  | Basis | Parts | Labour
|  | 86 | ET-60 | 50.4 | 28.2125 |  | 78.6125
|  | 215 | ET-200 | 50.4 | 28.2125 |  | 78.6125
|  | 450 | ET-200 | 73.2 | 28.2125 |  | 101.4125
|  | 700 | Gaby | 293.9333 | 58.7761 |  | 352.7094
|  | 1100 | Gaby | 293.9333 | 58.7761 |  | 352.7094
|  | 1.7 | Gaby | 293.9333 | 58.7761 |  | 352.7094
|  | 3.59 | Gaby | 293.9333 | 58.7761 |  | 352.7094
Above Ground Installations
Gaby Design Principles
HRT (hours)
|  | Primary Tank Size | 1
|  | Hummus Tank | 2
SRT (days)
|  | Holding Tank | 90 | [20 empty] | Design Constants
[24 empty] | PT | 1 | hr | Minimum
|  | Loading Design | [21 empty] | HT | 2 | hr
|  | OLR (COD) | kg COD m-3 d-1 | [20 empty] | OLR (BOD) | 1.8 | kg BOD m-3 d-1
|  | Low | High |  | Source
|  | 1 | 2 |  | https://www.wateractionplan.com/documents/177327/558166/Submerged+aerated+filters.pdf/5ad7cbaf-aaa9-0eee-8390-f82004921909 | [18 empty] | Upflow velocity | 1.5 | m/h
[24 empty] | Tank Height | 3 | m
|  | Metcalfe and Eddy 5th edition Vol 1 |  |  | Sludge Production
Metcalfe and Eddy
|  | System Design, Upflow Sunken Media |  |  |  | 0.75 | kg SS / kg BOD |  | This is added to the effluent
[24 empty] | PE | 150 | 200 | 300 | 400 | 500 | 600 | 800 | 1000
|  | Bed depth | 3m
[23 empty] | Average | Flow Rate (m3/d) | 56.25 | 75 | 112.5 | 150 | 187.5 | 225 | 300 | 375
|  | Upflow Velocity | 4 - 6 m/h | [20 empty] | Flow Rate (m3/h) | 2.3438 | 3.125 | 4.6875 | 6.25 | 7.8125 | 9.375 | 12.5 | 15.625
[23 empty] | Max | Flow Rate (m3/d) | 90 | 120 | 180 | 240 | 300 | 360 | 480 | 600
[24 empty] | Flow Rate (m3/h) | 3.75 | 5 | 7.5 | 10 | 12.5 | 15 | 20 | 25
Media Size
[24 empty] | Primary Tank Size (m3) | 3.8 | 5 | 7.5 | 10 | 12.5 | 15 | 20 | 25
|  | Specific surface area | =6000/particle Diameter | [20 empty] | Hummus Tank Size (m3) | 7.5 | 10 | 15 | 20 | 25 | 30 | 40 | 50
[8 empty] | o2 requirements |  |  |  |  | Sludge Production | [5 empty] | Aeration Equipment
|  | Loading |  | Removal Efficiency (%) | [19 empty] | Average HRT
|  | 1.8 - 2.5 | kg BOD m-3 d-1 | >85 |  |  |  | DO | 3 - 4 mg/l |  |  |  | VSS production =Q(0.6 sBODi+(1-BFvss)Xi)) | [5 empty] | Coarse bubbles |  |  |  |  | PT | 1.6213 | 1.6 | 1.6 | 1.6 | 1.6 | 1.6 | 1.6 | 1.6
[19 empty] | Sparge air pipes 250 to 300 mm apart |  |  |  |  | HT | 3.2 | 3.2 | 3.2 | 3.2 | 3.2 | 3.2 | 3.2 | 3.2
| But based on the temp | 1 | kg BOD m-3 d-1 |  |  |  |  | O2 transfer efficnecy
[8 empty] | 5 | %/m |  |  |  | VSS / TSs ration | [10 empty] | Flow kg/d
[13 empty] | 0.8 - 0.85 | following primary | [9 empty] | TSS | 0.15375 | 0.3075 | 0.615 | 0.9225 | 1.5375 | 2.3063 | 3.075 | 4.6125
|  | Design Alternative | [21 empty] | BOD | 6.0492 | 8.0656 | 12.0984 | 16.1311 | 20.1639 | 24.1967 | 32.2623 | 40.3279
|  | Two SAF tanks | [5 empty] | Oxygem Requirement |  | g O2 / g BOD applied | [13 empty] | NH4 | 1.1925 | 1.59 | 2.385 | 3.18 | 3.975 | 4.77 | 6.36 | 7.95
COD
|  | First Step for BOD | Loading | Removal Efficiency (%) |  |  |  | =0.82 (sBODi / TBODi) + 1.6 (BF VSS) Xi / TBOD i
|  | BOD Remvoal | 3.5 - 5.5 | >85 | [19 empty] | Treatment Tank
[8 empty] | Where | [15 empty] | Volume | 3.4 | 4.5 | 6.8 | 9 | 11.3 | 13.5 | 18 | 22.5
[8 empty] | sBODi | Influent soluble BOD |  |  |  | What values can I get for this
|  | Nitrification Step | 1 - 1.5 | >90 |  |  |  | TBODi | Total influent BOD | [14 empty] | Effluent
|  |  | kg NH4-N / m3 d |  |  |  |  | BFVSS | faction of influent vss degraded |  |  |  | Or do I use a different production vale | [10 empty] | TSS | 4.6906 | 6.3567 | 9.6888 | 13.0209 | 16.6605 | 20.4538 | 27.2717 | 34.8584
[8 empty] | Xi | influent vss conc | [14 empty] | BOD | 0.90738 | 1.2098 | 1.8148 | 2.4197 | 3.0246 | 3.6295 | 4.8393 | 6.0492
[13 empty] | Yes | [10 empty] | NH4 | 0.17888 | 0.2385 | 0.35775 | 0.477 | 0.59625 | 0.7155 | 0.954 | 1.1925
Eff Conc
|  | Primary Tank Performance |  |  |  |  | Sediment tank Performance
|  | TSS Removal | 61.5385 | % |  |  | Metcalfe and Eddy Vol 1 5th p391 | [16 empty] | TSS | 83.3891 | 84.7557 | 86.1224 | 86.8057 | 88.8557 | 90.9057 | 90.9057 | 92.9557
|  | BOD removal | 32.7869 | % | [19 empty] | BOD | 16.1311 | 16.1311 | 16.1311 | 16.1311 | 16.1311 | 16.1311 | 16.1311 | 16.1311
|  | Nh4 removal | 0 | % |  |  | R = HRT / (a + b HRT ) |  |  | Please note here the removal will be based on the average HRT rather than the peak HRT | [13 empty] | NH4 | 3.18 | 3.18 | 3.18 | 3.18 | 3.18 | 3.18 | 3.18 | 3.18
[7 empty] | Constants | [16 empty] | Final Effluent
|  | SAF Performance | [5 empty] | a | b
|  | TSS Removal |  | % |  |  | BOD | 0.02 | 0.018 | [14 empty] | TSS | 13.1667 | 13.3825 | 13.5983 | 13.7062 | 14.0299 | 14.3535 | 14.3535 | 14.6772
|  | BOD removal | 85 | % |  |  | TSS | 0.014 | 0.0075 | [14 empty] | BOD | 16.1311 | 16.1311 | 16.1311 | 16.1311 | 16.1311 | 16.1311 | 16.1311 | 16.1311
|  | Nh4 removal | 85 | % | [19 empty] | NH4 | 3.18 | 3.18 | 3.18 | 3.18 | 3.18 | 3.18 | 3.18 | 3.18
HRT is in hours for the formula
[25 empty] | 2.4762 | 2.4762 | 2.4762 | 2.4762 | 2.4762 | 2.4762 | 2.4762 | 2.4762 |  |  | a | 0.9
[7 empty] | PT | 1.6 | [15 empty] | Aeration Requirements (kg O2 /d) | [10 empty] | b | 0.9 |  |  | Aeration Requirements (kg O2 /d)
|  | Hummus Tank Performance |  |  |  |  | HT | 3.2 | [15 empty] | BODi | 107.541 | 107.541 | 107.541 | 107.541 | 107.541 | 107.541 | 107.541 | 107.541 |  |  | tau | 0.6 |  |  | M BOD | 6.0492 | 8.0656 | 12.0984 | 16.1311 | 20.1639 | 24.1967 | 32.2623 | 40.3279 |  |  | System Design
|  | TSS Removal | 84.2105 | % | [19 empty] | dBOD | 82.541 | 82.541 | 82.541 | 82.541 | 82.541 | 82.541 | 82.541 | 82.541 | [6 empty] | M NH4 | 1.1925 | 1.59 | 2.385 | 3.18 | 3.975 | 4.77 | 6.36 | 7.95 |  |  | Sectional GRP tanks
|  | BOD removal | 41.2371 | % | [19 empty] | Cpq | 1.6 | 1.6 | 1.6 | 1.6 | 1.6 | 1.6 | 1.6 | 1.6 | [17 empty] | PE | 150 | 200 | 300 | 400 | 500 | 600 | 800 | 1000
|  | Nh4 removal | 0 | % | [34 empty] | O2 demand | 13.4696 | 17.9594 | 26.9391 | 35.9188 | 44.8985 | 53.8782 | 71.8376 | 89.797
[24 empty] | kg O2 d-1 | 371.4344 | 495.2459 | 742.8689 | 990.4918 | 1238.1148 | 1485.7377 | 1980.9836 | 2476.2295 |  | Metcalfe and Eddy | [15 empty] | Height | 3 | 3 | 3 | 3 | 3 | 3 | 3 | 3
[24 empty] | SOC (kg/h) | 31.8445 | 42.4594 | 63.689 | 84.9187 | 106.1484 | 127.3781 | 169.8374 | 212.2968 |  | OTE | 5 | % |  |  | SOC | 27.7151 | 36.9535 | 55.4303 | 73.907 | 92.3838 | 110.8605 | 147.8141 | 184.7676 |  |  | Headspace | 0.5 | 0.5 | 0.5 | 0.5 | 0.5 | 0.5 | 0.5 | 0.5
[24 empty] | RA (m3/h) | 2367.622 | 3156.8293 | 4735.2439 | 6313.6585 | 7892.0732 | 9470.4878 | 12627.3171 | 15784.1464 |  |  | 0.05 |  |  |  | SOC (h-1) | 1.1548 | 1.5397 | 2.3096 | 3.0795 | 3.8493 | 4.6192 | 6.1589 | 7.6986
[50 empty] | Length | 4.54 | 5.16 | 6.3 | 7.37 | 8.26 | 9.03 | 10.51 | 11.74
|  | Oxygen | [21 empty] | No. of SCB2-318 blowers | 8 | 10 | 15 | 20 | 25 | 30 | 40 | 50 | [6 empty] | RA (m3/h) | 86.5017 | 115.3356 | 173.0033 | 230.6711 | 288.3389 | 346.0067 | 461.3423 | 576.6778 |  |  | Width | 1.1 | 1.3 | 1.6 | 1.8 | 2 | 2.2 | 2.5 | 2.8
[24 empty] | Power Requirement (kW) | 17.6 | 22 | 33 | 44 | 55 | 66 | 88 | 110 | [12 empty] | 173.0033 | 230.6711 | 288.3389
|  |  | =0.8Q (BODe - BODi) Cpq * 1.5 |  | Where is this from? | [33 empty] | Blower | SCB4-87 | VBS-2200G | SCB2-210 | SCB2-265 | SCB2-318 | SCB2-210 | SCB2-265 | SCB2-318 |  |  | Total Volume | 17.479 | 23.478 | 35.28 | 46.431 | 57.82 | 69.531 | 91.9625 | 115.052
[5 empty] | Double check this | [19 empty] | 39.5444 | 52.7258 | 79.0887 | 105.4516 | 131.8145 | 158.1774 | 210.9032 | 263.629
|  |  | Cpq = Qmax / Qav | [7 empty] | Oxygem Requirement |  | g O2 / g BOD applied
[24 empty] | Dimensions | [14 empty] | No. | 1 | 1 | 1 | 1 | 1 | 2 | 2 | 2 |  |  | Cesspool Min | 1 | 1.3 | 1.9 | 2.6 | 3.2 | 3.9 | 5.1 | 6.5
[11 empty] | =0.82 (sBODi / TBODi) + 1.6 (BF VSS) Xi / TBOD i | [12 empty] | Treatment Height
|  | Organic Load | [22 empty] | 3.5 | 3.5 | 3.5 | 3.5 | 3.5 | 3.5 | 3.5 | 3.5 | [17 empty] | Media m3 | 2.2667 | 3 | 4.5333 | 6 | 7.5333 | 9 | 12 | 15
|  | 10 | gCOD/m2/d | [7 empty] | Where | [12 empty] | Treatment Height | 3 | 3 | 3 | 3 | 3 | 3 | 3 | 3 | [6 empty] | Power (kW) | 1.1 | 1.2 | 1.3 | 1.6 | 2.2 | 2.6 | 3.2 | 4.4
|  | 45 | gCOD/m2/d | [7 empty] | sBODi | Influent soluble BOD |  |  |  | SBODi | [7 empty] | Treatment Area | 1.1333 | 1.5 | 2.2667 | 3 | 3.7667 | 4.5 | 6 | 7.5 | [17 empty] | Pumps | 8 | 10 | 15 | 20 | 25 | 30 | 40 | 50
[11 empty] | TBODi | Total influent BOD |  |  |  | TBODi | [8 empty] | 1.0646 | 1.2247 | 1.5055 | 1.7321 | 1.9408 | 2.1213 | 2.4495 | 2.7386 | [5 empty] | Hours | 8766 | [10 empty] | SCB2-318
[11 empty] | BFVSS | faction of influent vss degraded |  |  |  | BF VSS | [7 empty] | Dimensions | 1.1 | 1.3 | 1.6 | 1.8 | 2 | 2.2 | 2.5 | 2.8 | [17 empty] | Power (kW) | 17.6 | 22 | 33 | 44 | 55 | 66 | 88 | 110
[11 empty] | Xi | influent vss conc |  |  |  | Xi | [23 empty] | 9642.6 | 10519.2 | 11395.8 | 14025.6 | 19285.2 | 22791.6 | 28051.2 | 38570.4
[40 empty] | 9.6426 | 10.5192 | 11.3958 | 14.0256 | 19.2852 | 22.7916 | 28.0512 | 38.5704
Holding Tank Sizing
|  |  | General Design | [20 empty] | PT TSS kg/d | 7.38 | 9.84 | 14.76 | 19.68 | 24.6 | 29.52 | 39.36 | 49.2 | [17 empty] | Cesspool Costing
[20 empty] | Sludsge Density | 1100 | kg/m3 |  | HT TSS kg/d | 3.95 | 5.353 | 8.159 | 10.9649 | 14.0299 | 17.2242 | 22.9657 | 29.3544 | [7 empty] | 0.57668 | 0.57668 | 0.57668 | 0.57668 | 0.57668 | 0.57668 | 0.57668 | 0.57668 | [7 empty] | PE | Vol | Price
|  |  | Three overground tanks | [46 empty] | Vol (m3) | Price | Source | Accessed |  | 150 | 1.8 | 1104 | Including high level alarm | https://www.tanksforeverything.co.uk/waste-water/cesspools/atlantis-1800-litre-underground-cesspool-ces.1800
[50 empty] | 1 | 1386 | https://www.tanksforeverything.co.uk/waste-water/cesspools | 2021-11-08 |  | 200 | 1.8 | 1104 | Including high level alarm | https://www.tanksforeverything.co.uk/waste-water/cesspools/atlantis-1800-litre-underground-cesspool-ces.1800
|  |  | To save pumping the sludge storage is buried | [20 empty] | PT Sludge (m3/d) | 0.0067091 | 0.0089455 | 0.013418 | 0.017891 | 0.022364 | 0.026836 | 0.035782 | 0.044727 | [17 empty] | 1.8 | 945.6 | https://www.tanksforeverything.co.uk/waste-water/cesspools | 2021-11-08 |  | 300 | 2.8 | 1082.4 | Including high level alarm | https://www.tanksforeverything.co.uk/waste-water/cesspools/clearwater-2800-litre-cesspool
[24 empty] | HT Sludge (m3/d) | 0.0035909 | 0.0048664 | 0.0074172 | 0.0099681 | 0.012754 | 0.015658 | 0.020878 | 0.026686 | [17 empty] | 2 | 1674 | https://www.tanksforeverything.co.uk/waste-water/cesspools | 2021-11-08 |  | 400 | 2.8 | 1082.4 | Including high level alarm | https://www.tanksforeverything.co.uk/waste-water/cesspools/clearwater-2800-litre-cesspool
|  |  | So this requires two accutated vavles and a control panel | [46 empty] | 2.6 | 1240.8 | https://www.tanksforeverything.co.uk/waste-water/cesspools | 2021-11-08 |  | 500 | 3.8 | 1299.6 | Including high level alarm | https://www.tanksforeverything.co.uk/waste-water/cesspools/clearwater-3800-litre-cesspool-with-lid-and-frame
[24 empty] | Total Sludge Generation (m3/d) | 0.0103 | 0.013812 | 0.020835 | 0.027859 | 0.035118 | 0.042495 | 0.05666 | 0.071413 | [17 empty] | 2.8 | 819.6 | https://www.tanksforeverything.co.uk/waste-water/cesspools | 2021-11-08 |  | 600 | 4.6 | 1444.8 | Including high level alarm | https://www.tanksforeverything.co.uk/waste-water/cesspools/clearwater-4600-litre-cesspool-with-lid-and-frame
|  |  | Other safety equipment | [46 empty] | 2.8 | 1140 | https://www.tanksforeverything.co.uk/waste-water/cesspools | 2021-11-08 |  | 800 | 5.2 | 2641.2 | Including high level alarm | https://www.tanksforeverything.co.uk/waste-water/cesspools/atlantis-5200-litre-underground-cesspool-ces.5200
[24 empty] | Storage Quantity (m3) | 0.927 | 1.2431 | 1.8752 | 2.5073 | 3.1606 | 3.8245 | 5.0994 | 6.4272 | [17 empty] | 3 | 2014.8 | https://www.tanksforeverything.co.uk/waste-water/cesspools | 2021-11-08 |  | 1000 | 7.15 | 3441.6 | Including high level alarm | https://www.drainstore.com/septic-sewage-storage/cesspool-tanks/cesspool-silage-tanks-up-to-10000-litres/klargester-clearwater-kingspan-5700-litre-shallow-dig-cesspool-copy/
[40 empty] | 1.3149 | 0.8 |  | 2.1149 | [6 empty] | 3.4 | 1240.8 | https://www.tanksforeverything.co.uk/waste-water/cesspools | 2021-11-08
[24 empty] | Safety 10% | [15 empty] | 1.3149 | 1.9 |  | 3.2149 | [6 empty] | 3.8 | 1036.8 | https://www.tanksforeverything.co.uk/waste-water/cesspools | 2021-11-08
[40 empty] | 1.3149 | 3.9 |  | 5.2149 | [6 empty] | 3.8 | 1339.2 | https://www.tanksforeverything.co.uk/waste-water/cesspools | 2021-11-08
[24 empty] | Storage Quantity (m3) | 1 | 1.3 | 1.9 | 2.6 | 3.2 | 3.9 | 5.1 | 6.5 | [7 empty] | 1.3149 | 6.1 |  | 7.4149 | [6 empty] | 4 | 2203.2 | https://www.tanksforeverything.co.uk/waste-water/cesspools | 2021-11-08
[40 empty] | 1.3149 | 9.6 |  | 10.9149 | [6 empty] | 4.4 | 1240.8 | https://www.tanksforeverything.co.uk/waste-water/cesspools | 2021-11-08
[24 empty] | These Will be based on Cesspools | [15 empty] | 1.3149 | 14.9 |  | 16.2149 | [6 empty] | 4.6 | 1182 | https://www.tanksforeverything.co.uk/waste-water/cesspools | 2021-11-08
[40 empty] | 1.3149 | 31.4 |  | 32.7149 | [6 empty] | 4.8 | 1723.2 | https://www.tanksforeverything.co.uk/waste-water/cesspools | 2021-11-08
[40 empty] | 1.3149 | 9.6426 |  | 10.9575 | [6 empty] | 5.2 | 2482.8 | https://www.tanksforeverything.co.uk/waste-water/cesspools | 2021-11-08
[40 empty] | 1.3149 | 10.5192 |  | 11.8341 | [6 empty] | 5.7 | 2107.2 | https://www.tanksforeverything.co.uk/waste-water/cesspools | 2021-11-08
[24 empty] | Primary Tank Size (m3) | 3.8 | 5 | 7.5 | 10 | 12.5 | 15 | 20 | 25 | [7 empty] | 1.3149 | 11.3958 |  | 12.7107 | [6 empty] | 6 | 3057.6 | https://www.tanksforeverything.co.uk/waste-water/cesspools | 2021-11-08
[24 empty] | Hummus Tank Size (m3) | 7.5 | 10 | 15 | 20 | 25 | 30 | 40 | 50 | [7 empty] | 1.3149 | 14.0256 |  | 15.3405 | [6 empty] | 6.8 | 3454.8 | https://www.tanksforeverything.co.uk/waste-water/cesspools | 2021-11-08
[40 empty] | 1.3149 | 19.2852 |  | 20.6001
[24 empty] | PT | [15 empty] | 1.3149 | 22.7916 |  | 24.1065 | [6 empty] | 1 | 1370.4 | https://www.drainstore.com/septic-sewage-storage/cesspool-tanks/cesspool-silage-tanks-up-to-10000-litres/?orderby=price&paged=1 | 2021-11-08
[24 empty] | Length | 1.1515 | 1.2821 | 1.5625 | 1.8519 | 2.0833 | 2.2727 | 2.6667 | 2.9762 | [7 empty] | 5.8294 | 28.0512 |  | 33.8806 | [6 empty] | 2 | 1644 | https://www.drainstore.com/septic-sewage-storage/cesspool-tanks/cesspool-silage-tanks-up-to-10000-litres/?orderby=price&paged=2 | 2021-11-08
[24 empty] | Length | 1.16 | 1.29 | 1.57 | 1.86 | 2.09 | 2.28 | 2.67 | 2.98 | [7 empty] | 5.8294 | 38.5704 |  | 44.3998 | [6 empty] | 2.8 | 903.6 | https://www.drainstore.com/septic-sewage-storage/cesspool-tanks/cesspool-silage-tanks-up-to-10000-litres/?orderby=price&paged=3 | 2021-11-08
[50 empty] | 2.8 | 1213.2 | https://www.drainstore.com/septic-sewage-storage/cesspool-tanks/cesspool-silage-tanks-up-to-10000-litres/?orderby=price&paged=4 | 2021-11-08
[50 empty] | 3 | 1414.8 | https://www.drainstore.com/septic-sewage-storage/cesspool-tanks/cesspool-silage-tanks-up-to-10000-litres/?orderby=price&paged=5 | 2021-11-08
[24 empty] | HT | [25 empty] | 3 | 1958.4 | https://www.drainstore.com/septic-sewage-storage/cesspool-tanks/cesspool-silage-tanks-up-to-10000-litres/?orderby=price&paged=6 | 2021-11-08
[24 empty] | Length | 2.2727 | 2.5641 | 3.125 | 3.7037 | 4.1667 | 4.5455 | 5.3333 | 5.9524 | [17 empty] | 3.8 | 1147.2 | https://www.drainstore.com/septic-sewage-storage/cesspool-tanks/cesspool-silage-tanks-up-to-10000-litres/?orderby=price&paged=7 | 2021-11-08
[24 empty] | Length | 2.28 | 2.57 | 3.13 | 3.71 | 4.17 | 4.55 | 5.34 | 5.96 | [17 empty] | 3.8 | 1431.6 | https://www.drainstore.com/septic-sewage-storage/cesspool-tanks/cesspool-silage-tanks-up-to-10000-litres/?orderby=price&paged=8 | 2021-11-08
[50 empty] | 4 | 1659.6 | https://www.drainstore.com/septic-sewage-storage/cesspool-tanks/cesspool-silage-tanks-up-to-10000-litres/?orderby=price&paged=9 | 2021-11-08
[50 empty] | 4 | 2132.4 | https://www.drainstore.com/septic-sewage-storage/cesspool-tanks/cesspool-silage-tanks-up-to-10000-litres/?orderby=price&paged=10 | 2021-11-08
[50 empty] | 4.6 | 1317.6 | https://www.drainstore.com/septic-sewage-storage/cesspool-tanks/cesspool-silage-tanks-up-to-10000-litres/?orderby=price&paged=11 | 2021-11-08
[24 empty] | Air Piping | [25 empty] | 4.8 | 1815.6 | https://www.drainstore.com/septic-sewage-storage/cesspool-tanks/cesspool-silage-tanks-up-to-10000-litres/?orderby=price&paged=12 | 2021-11-08
|  |  |  | Cesspools | [19 empty] | No.Prongs | 11 | 13 | 16 | 18 | 20 | 22 | 25 | 28 | [17 empty] | 5 | 2079.6 | https://www.drainstore.com/septic-sewage-storage/cesspool-tanks/cesspool-silage-tanks-up-to-10000-litres/?orderby=price&paged=13 | 2021-11-08
|  |  |  | 1800 | l |  | https://www.tanksforeverything.co.uk/waste-water/cesspools/atlantis-1800-litre-underground-cesspool-ces.1800?sort=p.price&order=ASC | [42 empty] | 5.7 | 2186.4 | https://www.drainstore.com/septic-sewage-storage/cesspool-tanks/cesspool-silage-tanks-up-to-10000-litres/?orderby=price&paged=14 | 2021-11-08
|  |  |  | 2600 | l |  | https://www.tanksforeverything.co.uk/waste-water/cesspools/atlantis-2600-litre-underground-cesspool-ces.2600?sort=p.price&order=ASC | [17 empty] | 12.1 | 16.9 | 25.6 | 32.4 | 40 | 48.4 | 62.5 | 78.4 | [17 empty] | 6 | 2566.8 | https://www.drainstore.com/septic-sewage-storage/cesspool-tanks/cesspool-silage-tanks-up-to-10000-litres/?orderby=price&paged=15 | 2021-11-08
[50 empty] | 6 | 2851.2 | https://www.drainstore.com/septic-sewage-storage/cesspool-tanks/cesspool-silage-tanks-up-to-10000-litres/?orderby=price&paged=16 | 2021-11-08
[50 empty] | 7.15 | 2718 | https://www.drainstore.com/septic-sewage-storage/cesspool-tanks/cesspool-silage-tanks-up-to-10000-litres/?orderby=price&paged=17 | 2021-11-08
[25 empty] | 50: 2367.622 | 3156.8293 | 4735.2439 | 6313.6585 | 7892.0732 | 9470.4878 | 12627.3171 | 15784.1464
[24 empty] | 1.3181 | 2.6363 | 5.2726 | 7.9089 | 13.1815 | 19.7722 | 26.3629 | 39.5444 | 52.7258 | 79.0887 | 105.4516 | 131.8145 | 158.1774 | 184.5403 | 210.9032 | 263.629
Other Considerations
Drainage
A bund capable of holding entire volume
Emergency pump
High Level Alarm
Drainage
Channel Drainage
|  | Selection | 47.51 | £ per m | https://www.drainagesuperstore.co.uk/product/aco-multidrain-m100d-135mm-x-150mm-x-1000mm.html |  | PE | 150 | 200 | 300 | 400 | 500 | 600 | 800 | 1000 |  | Excess
[7 empty] | Length | 4.54 | 5.16 | 6.3 | 7.37 | 8.26 | 9.03 | 10.51 | 11.74 |  | 1 | total
|  | Width | 150 | mm |  |  | Width | 1.1 | 1.3 | 1.6 | 1.8 | 2 | 2.2 | 2.5 | 2.8
|  | Depth | 150 | mm
|  | Concrete underlay | 150 | mm |  |  | Drainage Requirements | 10.08 | 11.32 | 13.6 | 15.74 | 17.52 | 19.06 | 22.02 | 24.48
[8 empty] | 3.2 | 3.6 | 4.2 | 4.6 | 5 | 5.4 | 6 | 6.6
[7 empty] | Drainage m | 13.28 | 14.92 | 17.8 | 20.34 | 22.52 | 24.46 | 28.02 | 31.08
[7 empty] | Excavation (m3) | 5.976 | 8.952 | 10.68 | 12.204 | 13.512 | 14.676 | 16.812 | 18.648
[7 empty] | Concrete | 1.992 | 2.238 | 2.67 | 3.051 | 3.378 | 3.669 | 4.203 | 4.662
[7 empty] | Bund |  | Dry | [9 empty] | Bund |  | Wet
[7 empty] | Total Volume | 17.479 | 23.478 | 35.28 | 46.431 | 57.82 | 69.531 | 91.9625 | 115.052
[7 empty] | Min Bund Vol | 17.5 | 23.5 | 35.3 | 46.5 | 57.9 | 69.6 | 92 | 115.1
[7 empty] | Bund | [10 empty] | Bund
[7 empty] | PE | 150 | 200 | 300 | 400 | 500 | 600 | 800 | 1000 |  |  | 0 | 150 | 200 | 300 | 400 | 500 | 600 | 7.5: 800; 10: 1000
[7 empty] | Vol | 18 | 26 | 38 | 50 | 59 | 70 | 46 | 59 |  |  | Vol | 18 | 26 | 38 | 50 | 59 | 70 | 7.5: 46; 10: 59
[7 empty] | Cost | 6707.8 | 7378.8 | 9604.8 | 13814.4 | 13955.8 | 20551 | 11223.6 | 13955.8 |  |  | Cost | 5944.8 | 7378.8 | 9604.8 | 11133.6 | 13955.8 | 16521.6 | 7.5: 11223.6; 10: 13955.8
[8 empty] | https://www.tanksforeverything.co.uk/waste-water/cesspools/premier-tech-18000-litre-cesspool-cp18-p?sort=p.price&order=DESC | https://www.tanksforeverything.co.uk/waste-water/cesspools/clearwater-26000-litre-cesspool-456-p?sort=p.price&order=DESC | https://www.tanksforeverything.co.uk/waste-water/cesspools/clearwater-38000-litre-cesspool-p?sort=p.price&order=DESC | https://www.tanksforeverything.co.uk/waste-water/cesspools/premier-tech-50000-litre-cesspool-cp50-p?sort=p.price&order=DESC | https://www.tanksforeverything.co.uk/waste-water/cesspools/clearwater-59000-litre-cesspool-p?sort=p.price&order=DESC | https://www.tanksforeverything.co.uk/waste-water/cesspools/premier-tech-70000-litre-cesspool-cp70-p?sort=p.price&order=DESC | https://www.tanksforeverything.co.uk/waste-water/cesspools/clearwater-46000-litre-cesspool-p?sort=p.price&order=DESC |  |  |  |  | https://www.tanksforeverything.co.uk/waste-water/cesspools/premier-tech-18000-litre-cesspool-cp18-p?sort=p.price&order=DESC | https://www.tanksforeverything.co.uk/waste-water/cesspools/clearwater-26000-litre-cesspool-456-p?sort=p.price&order=DESC | https://www.tanksforeverything.co.uk/waste-water/cesspools/clearwater-38000-litre-cesspool-p?sort=p.price&order=DESC | https://www.tanksforeverything.co.uk/waste-water/cesspools/premier-tech-50000-litre-cesspool-cp50-p?sort=p.price&order=DESC | https://www.tanksforeverything.co.uk/waste-water/cesspools/clearwater-59000-litre-cesspool-p?sort=p.price&order=DESC | https://www.tanksforeverything.co.uk/waste-water/cesspools/premier-tech-70000-litre-cesspool-cp70-p?sort=p.price&order=DESC | 7.5: https://www.tanksforeverything.co.uk/waste-water/cesspools/clearwater-46000-litre-cesspool-p?sort=p.price&order=DESC
[14 empty] | 46 | 59 | [9 empty] | 7.5: 46; 10: 59
[14 empty] | 11223.6 | 13955.8 | [9 empty] | 7.5: 11223.6; 10: 13955.8
[7 empty] | Total | 6707.8 | 7378.8 | 9604.8 | 11133.6 | 13955.8 | 20551 | 22447.2 | 27911.6 |  |  | Total | 5944.8 | 7378.8 | 9604.8 | 11133.6 | 13955.8 | 16521.6 | 7.5: 22447.2; 10: 27911.6
[7 empty] | Sizing | [10 empty] | Sizing
[7 empty] | Height | 3500 | 3020 | 3020 | 3500 | 3020 | 3500 | 3020 | 3020 |  |  | Height | 3500 | 3020 | 3020 | 3500 | 3020 | 3500 | 7.5: 3020; 10: 3020
[7 empty] | Length | 4180 | 5837 | 8150 | 10636 | 11991 | 14710 | 9684 | 11991 |  |  | Length | 4180 | 5837 | 8150 | 10636 | 11991 | 14710 | 7.5: 9684; 10: 11991
[7 empty] | Width | 2500 | 2820 | 2820 | 2500 | 2820 | 2500 | 2820 | 2820 |  |  | Width | 2500 | 2820 | 2820 | 2500 | 2820 | 2500 | 7.5: 2820; 10: 2820
[7 empty] | Excess each side | 450 | 300 | 300 | 450 | 300 | 450 | 300 | 300 |  |  | Excess each side | 300 | 300 | 300 | 300 | 300 | 300 | 7.5: 300; 10: 300
[7 empty] | Mass | 760 | 981 | 1434 | 1705 | 2317 | 2300 | 1888 | 2317 |  |  | Mass | 760 | 981 | 1434 | 1705 | 2317 | 2300 | 7.5: 1888; 10: 2317
[8 empty] | 4400 | 3620 | 3620 | 4400 | 3620 | 4400 | 3620 | 3620 |  |  |  | 4100 | 3620 | 3620 | 4100 | 3620 | 4100 | 7.5: 3620; 10: 3620
[8 empty] | 5080 | 6437 | 8750 | 11536 | 12591 | 15610 | 10284 | 12591 |  |  |  | 4780 | 6437 | 8750 | 11236 | 12591 | 15310 | 7.5: 10284; 10: 12591
[8 empty] | 3400 | 3420 | 3420 | 3400 | 3420 | 3400 | 3420 | 3420 |  |  |  | 3100 | 3420 | 3420 | 3100 | 3420 | 3100 | 7.5: 3420; 10: 3420
[7 empty] | Excavation | 75.9968 | 79.6926 | 108.3285 | 172.5786 | 155.8816 | 233.5256 | 254.6401 | 311.7632 |  |  | Excavation | 60.7538 | 79.6926 | 108.3285 | 142.8096 | 155.8816 | 194.5901 | 7.5: 254.6401; 10: 311.7632
[7 empty] | Backfill | 57.9968 | 53.6926 | 70.3285 | 122.5786 | 96.8816 | 163.5256 | 162.6401 | 193.7632 |  |  | Backfill | 42.7538 | 53.6926 | 70.3285 | 92.8096 | 96.8816 | 124.5901 | 7.5: 162.6401; 10: 193.7632
Extrapolation of prefab blower requirements
[5 empty] | 86 | 215 | 450 | 700 | 1100 | 1.7 | 3.59
[10 empty] | 1700 | 3590
|  |  |  | 5 | 86 |  | 17.2
|  |  |  | 10 | 215 |  | 21.5
|  |  |  | 20 | 450 |  | 22.5
|  |  |  | 30 | 700 |  | 23.3333
|  |  |  | 50 | 1100 |  | 22
|  |  |  | 75 | 1700 |  | 22.6667
21.5333
|  |  |  | 150 | 3230 | w | 3.23
|  |  |  | 200 | 4306.6667 | w | 4.3067
|  |  |  | 300 | 6460 | w | 6.46
|  |  |  | 400 | 8613.3333 | w | 8.6133
|  |  |  | 500 | 10766.6667 | w | 10.7667
|  |  |  | 600 | 12920 | w | 12.92
|  |  |  | 800 | 17226.6667 | w | 17.2267
|  |  |  | 1000 | 21533.3333 | w | 21.5333

## ABR Design
Two Sizing Options |  | 48h HRT @ 3 DWF | 24h HRT @ 3DWF
Depth maximum 2.5m
LxW 3:1
Minimum dimension 0.5
Min height 1.5m
Baffling Design
Config 2
Pilot Design | [5 empty] | Upcomer
Upcomer |  | Design | Peak |  |  | Opening
Upflow Velocity |  | 0.3125 | 0.5
Downcomer
Uplfow to downflow area |  |  | 3:01 | 3
Horizontal Baffles placed equidistant
Fencing
[30 empty] | Fencing |  |  |  | Panel width | 1790 |  | mm |  | 1.79 |  | m
[7 empty] | Working Volume | [22 empty] | Panel depth | 50 |  |  | Panel height | 300 |  | mm | L | 0.3 |  | m
| Sizing | [29 empty] | 0.05 | mm |  |  | 150 |  | mm | S | 0.15 |  | m | [5 empty] | Soft Cover | Max Width (25m) | Basis?!
|  |  | 48h @ 3 DWF | 24h @ 3 DWF | 12h @ 3DWF |  |  | 48h @ 3 DWF | [16 empty] | Design Sizing | [12 empty] | No. Panels L |  |  |  |  | No. Panels S
| PE | 3 DWF m3/d | Size (m3) | Size (m3) | Size (m3) |  |  | Working Depth (m) | Length (m) | Width |  | Upflow Area | Upcomer Post | Downcomer Length |  | Distance to H B 1 |  | Distance to H B 1 | UFB | DFB | HB1 | HB2 |  |  | Tank Depth (m) | Length (m) | Width | Excavation |  | UFB | DFB | HB1 | HB2 | Fence Posts | Total |  |  | Upcomer | Downcomer |  | Horizontal | Total | Upcomer | Downcomer | Horizontal | Total | Material m2 | Cells
| 5 | 3 | 6 | 3 | 1.5 |  |  | 2 | 3 | 1 | 6 | 0.25 | 0.25 | 0.083333 |  | 0.88889 |  | 0.88889 | 0.25 | 0.33333 | 1.2222 | 2.1111 |  |  | 2.3 | 3.2 | 1 | 7.36 |  | 0.25 | 0.38333 | 1.3222 | 2.2611 | 1 | 8 | 5.8333 |  | 5 | 5 | 7.6667 | 14 | 24 | 2 | 2 |  | 4 | 5.4978 | 1
| 10 | 6 | 12 | 6 | 3 |  |  | 2.2 | 4.0452 | 1.3484 | 12 | 0.5 | 0.37081 | 0.1236 |  | 1.1836 |  | 1.1836 | 0.37081 | 0.49441 | 1.678 | 2.8616 |  |  | 2.5 | 4.2452 | 1.3484 | 14.3106 |  | 0.37081 | 0.54441 | 1.778 | 3.0116 | 1 | 8 | 6.0973 |  | 6 | 6 | 8.3333 | 16 | 28 | 2 | 2 |  | 4 | 9.996 | 1
| 20 | 12 | 24 | 12 | 6 |  |  | 2.2 | 5.7208 | 1.9069 | 24 | 1 | 0.5244 | 0.1748 |  | 1.6739 |  | 1.6739 | 0.5244 | 0.69921 | 2.3731 | 4.0469 |  |  | 2.5 | 5.9208 | 1.9069 | 28.2262 |  | 0.5244 | 0.74921 | 2.4731 | 4.1969 | 2 | 12 | 5.5853 |  | 12 | 12 | 8.3333 | 32 | 56 | 4 | 4 |  | 8 | 19.992 | 1
| 30 | 18 | 36 | 18 | 9 |  |  | 2.2 | 7.0065 | 2.3355 | 36 | 1.5 | 0.64226 | 0.21409 |  | 2.05 |  | 2.05 | 0.64226 | 0.85635 | 2.9064 | 4.9564 |  |  | 2.5 | 7.2065 | 2.3355 | 42.0768 |  | 0.64226 | 0.90635 | 3.0064 | 5.1064 | 2 | 12 | 5.1925 |  | 12 | 12 | 8.3333 | 32 | 56 | 4 | 4 |  | 8 | 29.9879 | 1
| 50 | 30 | 60 | 30 | 15 |  |  | 2.2 | 9.0453 | 3.0151 | 60 | 2.5 | 0.82916 | 0.27639 |  | 2.6466 |  | 2.6466 | 0.82916 | 1.1055 | 3.7521 | 6.3987 |  |  | 2.5 | 9.2453 | 3.0151 | 69.6894 |  | 0.82916 | 1.1555 | 3.8521 | 6.5487 | 2 | 12 | 4.5695 |  | 12 | 12 | 8.3333 | 32 | 56 | 4 | 4 |  | 8 | 49.9799 | 1
| 75 | 45 | 90 | 45 | 22.5 |  |  | 2.2 | 11.0782 | 3.6927 | 90 | 3.75 | 1.0155 | 0.3385 |  | 3.2414 |  | 3.2414 | 1.0155 | 1.354 | 4.5954 | 7.8368 |  |  | 2.5 | 11.2782 | 3.6927 | 104.1191 |  | 1.0155 | 1.404 | 4.6954 | 7.9868 | 3 | 16 | 3.9483 |  | 18 | 18 | 8.3333 | 48 | 84 | 6 | 6 |  | 12 | 74.9698 | 1
| 100 | 60 | 120 | 60 | 30 |  |  | 2.2 | 12.792 | 4.264 | 120 | 5 | 1.1726 | 0.39087 |  | 3.7429 |  | 3.7429 | 1.1726 | 1.5635 | 5.3063 | 9.0492 |  |  | 2.5 | 12.992 | 4.264 | 138.4956 |  | 1.1726 | 1.6135 | 5.4063 | 9.1992 | 3 | 16 | 3.4247 |  | 18 | 18 | 8.3333 | 48 | 84 | 6 | 6 |  | 12 | 99.9598 | 1
| 200 | 120 | 240 | 120 | 60 |  |  | 2.2 | 18.0907 | 6.0302 | 240 | 10 | 1.6583 | 0.55277 |  | 5.2932 |  | 5.2932 | 1.6583 | 2.2111 | 7.5043 | 12.7975 |  |  | 2.5 | 18.2907 | 6.0302 | 275.7424 |  | 1.6583 | 2.2611 | 7.6043 | 12.9475 | 4 | 20 | 1.8056 |  | 24 | 24 | 8.3333 | 64 | 112 | 8 | 8 |  | 16 | 199.9195 | 1
| 300 | 180 | 360 | 180 | 90 |  |  | 2.2 | 22.1565 | 7.3855 | 360 | 15 | 2.031 | 0.677 |  | 6.4828 |  | 6.4828 | 2.031 | 2.708 | 9.1908 | 15.6736 |  |  | 2.5 | 22.3565 | 7.3855 | 412.7837 |  | 2.031 | 2.758 | 9.2908 | 15.8236 | 5 | 24 | 0.5633 |  | 30 | 30 | 8.3333 | 80 | 140 | 10 | 10 |  | 20 | 299.8793 | 1
| 400 | 240 | 480 | 240 | 120 |  |  | 2.2 | 25.5841 | 8.528 | 480 | 20 | 2.3452 | 0.78174 |  | 7.4857 |  | 7.4857 | 2.3452 | 3.1269 | 10.6127 | 18.0984 |  |  | 2.5 | 25.7841 | 8.528 | 549.7186 |  | 2.3452 | 3.1769 | 10.7127 | 18.2484 | 5 | 24 | -0.48403 |  | 30 | 30 | 8.3333 | 80 | 140 | 10 | 10 |  | 20 | 399.8391 | 1
| 500 | 300 | 600 | 300 | 150 |  |  | 2.2 | 28.6039 | 9.5346 | 600 | 25 | 2.622 | 0.87401 |  | 8.3693 |  | 8.3693 | 2.622 | 3.496 | 11.8653 | 20.2346 |  |  | 2.5 | 28.8039 | 9.5346 | 686.5855 |  | 2.622 | 3.546 | 11.9653 | 20.3846 | 6 | 28 | -1.4067 |  | 36 | 36 | 8.3333 | 96 | 168 | 12 | 12 |  | 24 | 499.7988 | 1
| 600 | 360 | 720 | 360 | 180 |  |  | 2.2 | 31.334 | 10.4447 | 720 | 30 | 2.8723 | 0.95743 |  | 9.1681 |  | 9.1681 | 2.8723 | 3.8297 | 12.9978 | 22.1659 |  |  | 2.5 | 31.534 | 10.4447 | 823.4041 |  | 2.8723 | 3.8797 | 13.0978 | 22.3159 | 6 | 28 | -2.2409 |  | 36 | 36 | 8.3333 | 96 | 168 | 12 | 12 |  | 24 | 599.7586 | 1
| 800 | 480 | 960 | 480 | 240 |  |  | 2.2 | 36.1814 | 12.0605 | 960 | 40 | 3.3166 | 1.1055 |  | 10.5864 |  | 10.5864 | 3.3166 | 4.4222 | 15.0086 | 25.595 |  |  | 2.5 | 36.3814 | 12.0605 | 1096.9393 |  | 3.3166 | 4.4722 | 15.1086 | 25.745 | 7 | 32 | -3.7221 |  | 42 | 42 | 8.3333 | 112 | 196 | 14 | 14 |  | 28 | 799.6781 | 1
| 1000 | 600 | 1200 | 600 | 300 |  |  | 2.2 | 40.452 | 13.484 | 1200 | 50 | 3.7081 | 1.236 |  | 11.836 |  | 11.836 | 3.7081 | 4.9441 | 16.7801 | 28.616 |  |  | 2.5 | 40.652 | 13.484 | 1370.3784 |  | 3.7081 | 4.9941 | 16.8801 | 28.766 | 8 | 36 | -5.027 |  | 48 | 48 | 8.3333 | 128 | 224 | 16 | 16 |  | 32 | 999.5977 | 1
[8 empty] | 24h @ 3 DWF | [16 empty] | Design Sizing
[8 empty] | Working Depth (m) | Length (m) | Width |  | Upflow Area | Upcomer Post | Downcomer Length |  | Distance to H B 1 |  | Distance to H B 1 | UFB | DFB | HB1 | HB2 |  |  | Tank Depth (m) | Length (m) | Width |  |  | UFB | DFB | HB1 | HB2 | Fence Posts | Total | [11 empty] | Material m2 | Cells
[8 empty] | 1.5 | 2.4495 | 0.8165 |  | 0.25 | 0.30619 | 0.10206 |  | 0.68041 |  | 0.68041 | 0.30619 | 0.40825 | 1.0887 | 1.7691 |  |  | 1.8 | 2.6495 | 0.8165 | 3.8939 |  | 0.30619 | 0.45825 | 1.1887 | 1.9191 | 1 | 8 | 3.9794 |  | 3 | 3 | 6 | 6 | 12 | 2 | 2 |  | 4 | 3.6652 | 1
[8 empty] | 2.2 | 2.8604 | 0.95346 |  | 0.5 | 0.5244 | 0.1748 |  | 0.72039 |  | 0.72039 | 0.5244 | 0.69921 | 1.4196 | 2.14 |  |  | 2.5 | 3.0604 | 0.95346 | 7.2949 |  | 0.5244 | 0.74921 | 1.5196 | 2.29 | 1 | 8 | 5.5853 |  | 5 | 5 | 8.3333 | 16 | 26 | 1 | 1 |  | 2 | 4.998 | 1
[8 empty] | 2.2 | 4.0452 | 1.3484 |  | 1 | 0.74162 | 0.24721 |  | 1.0188 |  | 1.0188 | 0.74162 | 0.98883 | 2.0076 | 3.0264 |  |  | 2.5 | 4.2452 | 1.3484 | 14.3106 |  | 0.74162 | 1.0388 | 2.1076 | 3.1764 | 1 | 8 | 4.8613 |  | 5 | 5 | 8.3333 | 16 | 26 | 1 | 1 |  | 2 | 9.996 | 1
[8 empty] | 2.2 | 4.9543 | 1.6514 |  | 1.5 | 0.9083 | 0.30277 |  | 1.2478 |  | 1.2478 | 0.9083 | 1.2111 | 2.4588 | 3.7066 |  |  | 2.5 | 5.1543 | 1.6514 | 21.2803 |  | 0.9083 | 1.2611 | 2.5588 | 3.8566 | 1 | 8 | 4.3057 |  | 5 | 5 | 8.3333 | 16 | 26 | 1 | 1 |  | 2 | 14.994 | 1
[8 empty] | 2.2 | 6.396 | 2.132 |  | 2.5 | 1.1726 | 0.39087 |  | 1.6108 |  | 1.6108 | 1.1726 | 1.5635 | 3.1743 | 4.7852 |  |  | 2.5 | 6.596 | 2.132 | 35.1569 |  | 1.1726 | 1.6135 | 3.2743 | 4.9352 | 2 | 12 | 3.4247 |  | 10 | 10 | 8.3333 | 32 | 52 | 2 | 2 |  | 4 | 24.9899 | 1
[8 empty] | 2.2 | 7.8335 | 2.6112 |  | 3.75 | 1.4361 | 0.47871 |  | 1.9729 |  | 1.9729 | 1.4361 | 1.9149 | 3.8877 | 5.8606 |  |  | 2.5 | 8.0335 | 2.6112 | 52.4419 |  | 1.4361 | 1.9649 | 3.9877 | 6.0106 | 2 | 12 | 2.5462 |  | 10 | 10 | 8.3333 | 32 | 52 | 2 | 2 |  | 4 | 37.4849 | 1
[8 empty] | 2.2 | 9.0453 | 3.0151 |  | 5 | 1.6583 | 0.55277 |  | 2.2781 |  | 2.2781 | 1.6583 | 2.2111 | 4.4892 | 6.7673 |  |  | 2.5 | 9.2453 | 3.0151 | 69.6894 |  | 1.6583 | 2.2611 | 4.5892 | 6.9173 | 2 | 12 | 1.8056 |  | 10 | 10 | 8.3333 | 32 | 52 | 2 | 2 |  | 4 | 49.9799 | 1
[8 empty] | 2.2 | 12.792 | 4.264 |  | 10 | 2.3452 | 0.78174 |  | 3.2217 |  | 3.2217 | 2.3452 | 3.1269 | 6.3486 | 9.5703 |  |  | 2.5 | 12.992 | 4.264 | 138.4956 |  | 2.3452 | 3.1769 | 6.4486 | 9.7203 | 3 | 16 | -0.48403 |  | 15 | 15 | 8.3333 | 48 | 78 | 3 | 3 |  | 6 | 99.9598 | 1
[8 empty] | 2.2 | 15.667 | 5.2223 |  | 15 | 2.8723 | 0.95743 |  | 3.9458 |  | 3.9458 | 2.8723 | 3.8297 | 7.7755 | 11.7212 |  |  | 2.5 | 15.867 | 5.2223 | 207.1566 |  | 2.8723 | 3.8797 | 7.8755 | 11.8712 | 3 | 16 | -2.2409 |  | 15 | 15 | 8.3333 | 48 | 78 | 3 | 3 |  | 6 | 149.9396 | 1
[8 empty] | 2.2 | 18.0907 | 6.0302 |  | 20 | 3.3166 | 1.1055 |  | 4.5562 |  | 4.5562 | 3.3166 | 4.4222 | 8.9783 | 13.5345 |  |  | 2.5 | 18.2907 | 6.0302 | 275.7424 |  | 3.3166 | 4.4722 | 9.0783 | 13.6845 | 4 | 20 | -3.7221 |  | 20 | 20 | 8.3333 | 64 | 104 | 4 | 4 |  | 8 | 199.9195 | 1
[8 empty] | 2.2 | 20.226 | 6.742 |  | 25 | 3.7081 | 1.236 |  | 5.094 |  | 5.094 | 3.7081 | 4.9441 | 10.0381 | 15.132 |  |  | 2.5 | 20.426 | 6.742 | 344.2801 |  | 3.7081 | 4.9941 | 10.1381 | 15.282 | 4 | 20 | -5.027 |  | 20 | 20 | 8.3333 | 64 | 104 | 4 | 4 |  | 8 | 249.8994 | 1
[8 empty] | 2.2 | 22.1565 | 7.3855 |  | 30 | 4.062 | 1.354 |  | 5.5801 |  | 5.5801 | 4.062 | 5.416 | 10.9962 | 16.5763 |  |  | 2.5 | 22.3565 | 7.3855 | 412.7837 |  | 4.062 | 5.466 | 11.0962 | 16.7263 | 5 | 24 | -6.2067 |  | 25 | 25 | 8.3333 | 80 | 130 | 5 | 5 |  | 10 | 299.8793 | 1
[8 empty] | 2.2 | 25.5841 | 8.528 |  | 40 | 4.6904 | 1.5635 |  | 6.4434 |  | 6.4434 | 4.6904 | 6.2539 | 12.6973 | 19.1407 |  |  | 2.5 | 25.7841 | 8.528 | 549.7186 |  | 4.6904 | 6.3039 | 12.7973 | 19.2907 | 5 | 24 | -8.3014 |  | 25 | 25 | 8.3333 | 80 | 130 | 5 | 5 |  | 10 | 399.8391 | 1
[8 empty] | 2.2 | 28.6039 | 9.5346 |  | 50 | 5.244 | 1.748 |  | 7.2039 |  | 7.2039 | 5.244 | 6.9921 | 14.196 | 21.3999 |  |  | 2.5 | 28.8039 | 9.5346 | 686.5855 |  | 5.244 | 7.0421 | 14.296 | 21.5499 | 6 | 28 | -10.1468 |  | 30 | 30 | 8.3333 | 96 | 156 | 6 | 6 |  | 12 | 499.7988 | 1
Quoting
Fence Post Height
[8 empty] | Required | [6 empty] | Panel L |  |  |  | Panel S
[8 empty] | 48h @ 3 DWF | H=2 | 2.9 |  |  |  |  | Source | Price | Link | Accessed | Source | Price | Link | Accessed
[8 empty] | 48h @ 3 DWF |  | 3.1 |  |  |  |  | Welch Fencing | 9.24 | https://www.garden-fence-panels.co.uk/product/concrete-base-panel-plain/ | 2021-10-14 | Welch Fencing | 6.83 | https://www.garden-fence-panels.co.uk/product/concrete-base-panel-plain/ | 2021-10-14
[8 empty] | 24h @ 3 DWF | H=1.5 | 2.4 |  |  |  |  | Mick George | 16.72 | https://www.mickgeorge.co.uk/product/timber/fencing/gravel-board/concrete-gravel-board-smooth?attribute_pa_size=50-x-150-x-1830mm&gclid=EAIaIQobChMIlY2a-cvJ8wIVAtN3Ch2KjwlZEAYYAiABEgKiVvD_BwE | 2021-10-14 | Mick George | 10.86 | https://www.mickgeorge.co.uk/product/timber/fencing/gravel-board/concrete-gravel-board-smooth?attribute_pa_size=50-x-150-x-1830mm&gclid=EAIaIQobChMIlY2a-cvJ8wIVAtN3Ch2KjwlZEAYYAiABEgKiVvD_BwE | 2021-10-14
[15 empty] | Travis Perkins | 26.34 | https://www.travisperkins.co.uk/gravel-boards/supreme-concrete-recessed-gravel-board-50mm-x-305mm-x-1830mm-gbr305-12/p/805329 | 2021-10-14 | Travis Perkins | 17.75 | https://www.travisperkins.co.uk/gravel-boards/supreme-concrete-recessed-gravel-board-50mm-x-150mm-x-1830mm-gbr150/p/700252?gclid=EAIaIQobChMIlY2a-cvJ8wIVAtN3Ch2KjwlZEAYYAyABEgJmN_D_BwE&gclsrc=aw.ds | 2021-10-14
Fence Post
[8 empty] | 2.4m | 7'9"
[8 empty] | Source | Price | Link | Accessed
[8 empty] | Mick George | 17 | https://www.mickgeorge.co.uk/product/timber/fencing/fence-posts/slotted-intermediate-concrete-post | 2021-10-14
[8 empty] | Welch Fencing | 11.94 | https://www.garden-fence-panels.co.uk/product/fence-concrete-posts-intermediate/ | 2021-10-14
[8 empty] | Fencing Wholesale | 17.95 | https://www.fencingwholesale.co.uk/8ft-concrete-intermediate-fence-post-2-4m | 2021-10-14
48h @ 3 DWF
Fence Post
[8 empty] | 2.9m | 9'5" | [13 empty] | PE | Excavation | Tank Connector | Bell Siphon | Fence Post 2.4m | Fence Post 3.1m | Fence Panel 300mm | Fence Panel 150mm | Geotextile | Imperemable Liner | Gas Cover
[8 empty] | Source | Price | Link | Accessed | [11 empty] | 5 | 7.36 | 2 | 1 | 0 | 8 | 24 | 4 | 22.6 | 22.6 | 5.4978
[8 empty] | Welch Fencing | 24.4 | https://www.garden-fence-panels.co.uk/product/fence-concrete-posts-intermediate/ | 2021-10-14 | [11 empty] | 10 | 14.3106 | 2 | 1 | 0 | 8 | 28 | 4 | 34.9519 | 34.9519 | 9.996
[8 empty] | AVS | 42.86 | https://www.avsfencing.co.uk/concrete-slotted-intermediate-fence-post-3000-x-94-x-109mm/ | 2021-10-14 | [11 empty] | 20 | 28.2262 | 2 | 1 | 0 | 12 | 56 | 8 | 55.3559 | 55.3559 | 19.992
[8 empty] | Lawsons | 46.63 | https://www.lawsons.co.uk/product/category/30/3040mm-%2810ft%29-concrete-slotted-intermediate-fence-post/f00002064 | 2021-10-14 | [11 empty] | 30 | 42.0768 | 2 | 1 | 0 | 12 | 56 | 8 | 73.5507 | 73.5507 | 29.9879
[23 empty] | 50 | 69.6894 | 2 | 1 | 0 | 12 | 56 | 8 | 106.9224 | 106.9224 | 49.9799
[23 empty] | 75 | 104.1191 | 2 | 1 | 0 | 16 | 84 | 12 | 145.7148 | 145.7148 | 74.9698
[8 empty] | Fence Post | [14 empty] | 100 | 138.4956 | 2 | 1 | 0 | 16 | 84 | 12 | 182.6992 | 182.6992 | 99.9598
[8 empty] | 3.1 | 10' | [13 empty] | 200 | 275.7424 | 2 | 1 | 0 | 20 | 112 | 16 | 321.8157 | 321.8157 | 199.9195
[8 empty] | Source | Price | Link | Accessed | [11 empty] | 300 | 412.7837 | 2 | 1 | 0 | 24 | 140 | 20 | 453.946 | 453.946 | 299.8793
[8 empty] | Welch Fencing | 24.4 | https://www.garden-fence-panels.co.uk/product/fence-concrete-posts-intermediate/ | 2021-10-14 | [11 empty] | 400 | 549.7186 | 2 | 1 | 0 | 24 | 140 | 20 | 582.4601 | 582.4601 | 399.8391
[8 empty] | AVS | 42.86 | https://www.avsfencing.co.uk/concrete-slotted-intermediate-fence-post-3000-x-94-x-109mm/ | 2021-10-14 | [11 empty] | 500 | 686.5855 | 2 | 1 | 0 | 28 | 168 | 24 | 708.6632 | 708.6632 | 499.7988
[8 empty] | Lawsons | 46.63 | https://www.lawsons.co.uk/product/category/30/3040mm-%2810ft%29-concrete-slotted-intermediate-fence-post/f00002064 | 2021-10-14 | [11 empty] | 600 | 823.4041 | 2 | 1 | 0 | 28 | 168 | 24 | 833.2247 | 833.2247 | 599.7586
[23 empty] | 800 | 1096.9393 | 2 | 1 | 0 | 32 | 196 | 28 | 1078.875 | 1078.875 | 799.6781
[23 empty] | 1000 | 1370.3784 | 2 | 1 | 0 | 36 | 224 | 32 | 1321.257 | 1321.257 | 999.5977
[8 empty] | Fence Post 2.4m | 11.94 | Welch Fencing | https://www.garden-fence-panels.co.uk/product/fence-concrete-posts-intermediate/ | 2021-10-14
[8 empty] | Fence Post 3.1m | 24.4 | Welch Fencing | https://www.garden-fence-panels.co.uk/product/fence-concrete-posts-intermediate/ | 2021-10-14
[8 empty] | Fence Pnale 300mm | 9.24 | Welch Fencing | https://www.garden-fence-panels.co.uk/product/concrete-base-panel-plain/ | 2021-10-14
[8 empty] | Fence Pnale 150mm | 6.83 | Welch Fencing | https://www.garden-fence-panels.co.uk/product/concrete-base-panel-plain/ | 2021-10-14
24h @ 3 DWF
[23 empty] | PE | Excavation | Tank Connector | Bell Siphon | Fence Post 2.4m | Fence Post 3.1m | Fence Panel 300mm | Fence Panel 150mm | Geotextile | Imperemable Liner | Gas Cover
[23 empty] | 5 | 3.8939 |  |  | 8 | 0 | 12 | 4 | 14.7312 | 14.7312 | 3.6652
[23 empty] | 10 | 7.2949 |  |  | 0 | 8 | 26 | 2 | 22.7834 | 22.7834 | 4.998
[23 empty] | 20 | 14.3106 |  |  | 0 | 8 | 26 | 2 | 34.9519 | 34.9519 | 9.996
[23 empty] | 30 | 21.2803 |  |  | 0 | 8 | 26 | 2 | 45.5582 | 45.5582 | 14.994
[23 empty] | 50 | 35.1569 |  |  | 0 | 12 | 52 | 4 | 64.6368 | 64.6368 | 24.9899
[23 empty] | 75 | 52.4419 |  |  | 0 | 12 | 52 | 4 | 86.4189 | 86.4189 | 37.4849
[23 empty] | 100 | 69.6894 |  |  | 0 | 12 | 52 | 4 | 106.9224 | 106.9224 | 49.9799
[23 empty] | 200 | 138.4956 |  |  | 0 | 16 | 78 | 6 | 182.6992 | 182.6992 | 99.9598
[23 empty] | 300 | 207.1566 |  |  | 0 | 16 | 78 | 6 | 253.536 | 253.536 | 149.9396
[23 empty] | 400 | 275.7424 |  |  | 0 | 20 | 104 | 8 | 321.8157 | 321.8157 | 199.9195
[23 empty] | 500 | 344.2801 |  |  | 0 | 20 | 104 | 8 | 388.4612 | 388.4612 | 249.8994
[23 empty] | 600 | 412.7837 |  |  | 0 | 24 | 130 | 10 | 453.946 | 453.946 | 299.8793
[23 empty] | 800 | 549.7186 |  |  | 0 | 24 | 130 | 10 | 582.4601 | 582.4601 | 399.8391
[23 empty] | 1000 | 686.5855 |  |  | 0 | 28 | 156 | 12 | 708.6632 | 708.6632 | 499.7988

## Sectional GRP Tanks (hidden)
Dimensions |  |  |  | Panels |  |  |  |  | Cost
Length | Width | Height |  | Side | Top | Base | No. Panels | Vol (m3) | Ex VAT | Inc VAT
2164 | 1420 | 2207 |  | 6 | 2 | 2 | 10 | 4 | 2414 | 2896.8
2420 | 2420 | 2207 |  | 8 | 4 | 4 | 16 | 8 | 3878 | 4653.6
2420 | 3420 | 2207 |  | 10 | 6 | 6 | 22 | 12 | 5184 | 6220.8
Volume | Height |  | Ex Vat |  | Source
1 | 1250 |  | 1187 |  | https://www.tanks-direct.co.uk/water-tanks/grp-tanks/sectional-grp-tanks/c925
1.5 | 1250 |  | 1645
2 | 1250 |  | 1709
2.25 | 1250 |  | 1878
3 | 1707 |  | 2189
4 | 1707 |  | 2414
4 | 1207 |  | 2515
5 | 1207 |  | 3184
6 | 1707 |  | 3230
8 | 1707 |  | 3878
10 | 1707 |  | 4916
12 | 1707 |  | 5184
|  | a | b
|  | 1174.1 | 0.587
|  | 940 | 0.635
17.479 | 6295.9652 | 5782.6364
23.478 | 7486.5745 | 6974.2522
35.28 | 9508.3325 | 9032.511
46.431 | 11171.7551 | 10753.5277
57.82 | 12707.0555 | 12360.8245
69.531 | 14160.0196 | 13896.6841
91.9625 | 16685.7069 | 16596.6598
115.052 | 19030.4899 | 19133.5543

## GRP Costing (hidden)
Tank Cost Curve
|  | Interal Dimensions |  |  |  | Exteral Dimensions | [21 empty] | Code
Tank Material | Volume | Length | Width | Height |  | Length | Width | Height |  | Cost |  | Source |  | Link | Accessed |  | Volume | H=2000 | H=1500 |  |  | Data fitting from Matlad | [5 empty] | clear
GRP | 24 | 6000 | 2000 | 2000 |  | 6160 | 2160 | 2130 |  | 8827.5 |  | Direct Water Tanks |  | https://www.directwatertanks.co.uk/grp-one-piece-tank-24000-litres-6160-x-2160-x-2130mm | 2021-06-09 |  | 24 | 8827.5 |  | 8827.5 |  | 95% confidence
GRP | 20 | 5000 | 2000 | 2000 |  | 5160 | 2160 | 2160 |  | 7933.5 |  | Direct Water Tanks |  | https://www.directwatertanks.co.uk/grp-one-piece-tank-20000-litres-5160-x-2160-x-2130mm | 2021-06-09 |  | 20 | 7933.5 |  | 7933.5 | [7 empty] | Filename="GRP COSTING";
GRP | 18 | 6000 | 2000 | 1500 |  | 6160 | 2160 | 1630 |  | 6156 |  | Direct Water Tanks |  | https://www.directwatertanks.co.uk/water-storage-tanks/grp-water-storage-tanks?p=4 | 2021-06-09 |  | 18 |  | 6156 | 6156 | [7 empty] | sheet='Mean';
GRP | 16 | 4000 | 2000 | 2000 |  | 4160 | 2160 | 2000 |  | 6693 |  | Direct Water Tanks |  | https://www.directwatertanks.co.uk/water-storage-tanks/grp-water-storage-tanks?p=4 | 2021-06-09 |  | 16 | 6693 |  | 6693 |  |  | Average | Low | High
GRP | 15 | 5000 | 2000 | 1500 |  | 5160 | 2160 | 1630 |  | 5818.5 |  | Direct Water Tanks |  | https://www.directwatertanks.co.uk/water-storage-tanks/grp-water-storage-tanks?p=4 | 2021-06-09 |  | 15 |  | 5818.5 | 5818.5 |  | P | 0.70213 | 0.63193 | 0.77233 |  |  | Costing_Data;
GRP | 12 | 3000 | 2000 | 2000 |  | 3160 | 2160 | 2130 |  | 5623.5 |  | Direct Water Tanks |  | https://www.directwatertanks.co.uk/water-storage-tanks/grp-water-storage-tanks?p=4 | 2021-06-09 |  | 12 | 5623.5 |  | 5623.5 |  | A | 932.19 | 757.25 | 1107.1
GRP | 12 | 4000 | 2000 | 1500 |  | 4160 | 2160 | 1630 |  | 5074.5 |  | Direct Water Tanks |  | https://www.directwatertanks.co.uk/water-storage-tanks/grp-water-storage-tanks?p=4 | 2021-06-09 |  | 12 |  | 5074.5 | 5074.5 | [7 empty] | %initial Data
GRP | 9 | 3000 | 2000 | 1500 |  | 3160 | 2160 | 1630 |  | 4242 |  | Direct Water Tanks |  | https://www.directwatertanks.co.uk/water-storage-tanks/grp-water-storage-tanks?p=4 | 2021-06-09 |  | 9 |  | 4242 | 4242 |  | Use this
GRP | 8 | 2000 | 2000 | 2000 |  | 2160 | 2160 | 2130 |  | 4479 |  | Direct Water Tanks |  | https://www.directwatertanks.co.uk/water-storage-tanks/grp-water-storage-tanks?p=4 | 2021-06-09 |  | 8 | 4479 |  | 4479 | [7 empty] | beta0=[2533;0.1];
GRP | 7 | 3060 | 1520 | 1520 |  | 3200 | 1680 | 1650 |  | 3142 |  | Direct Water Tanks |  | https://www.directwatertanks.co.uk/water-storage-tanks/grp-water-storage-tanks?p=4 | 2021-06-09 |  | 7 |  | 3142 | 3142 | [7 empty] | modelfun=@(b,Vol)(b(1)*(Vol.^b(2))); %5/7ths Like model
GRP | 6 | 2000 | 2000 | 1500 |  | 2160 | 2160 | 1630 |  | 3429 |  | Direct Water Tanks |  | https://www.directwatertanks.co.uk/water-storage-tanks/grp-water-storage-tanks?p=4 | 2021-06-09 |  | 6 |  | 3429 | 3429 | [7 empty] | opts = statset('nlinfit'); %Fitting model
[17 empty] | 12 | 5868 |  | 5868 | [7 empty] | opts.RobustWgtFun = 'bisquare'; % I dont know what this does
GRP | 5.625 | 2500 | 1500 | 1500 |  | 2695 | 1695 | 1595 |  | 2533 |  | Tanks Direct |  | https://www.tanks-direct.co.uk/7500-litre-grp-water-tank/p4662 | 2021-06-09 |  | 5.625 |  | 2533 | 2533 |  | Excel | [5 empty] | % Non linear Regression
GRP | 7.5 | 2500 | 2000 | 1500 |  | 2695 | 2195 | 1595 |  | 3625.2 |  | Tanks Direct |  | https://www.tanks-direct.co.uk/7500-litre-grp-water-tank/p4662 | 2021-06-09 |  | 7.5 |  | 3625.2 | 3625.2
GRP | 9 | 3000 | 2000 | 1500 |  | 3195 | 2195 | 1595 |  | 3883 |  | Tanks Direct |  | https://www.tanks-direct.co.uk/7500-litre-grp-water-tank/p4662 | 2021-06-09 |  | 9 |  | 3883 | 3883 |  |  |  | Confidence |  |  |  | [Cost_calc,R,J]=nlinfit(Vol,Cost,modelfun,beta0,"Options",opts);
GRP | 12 | 3000 | 2000 | 2000 |  | 3195 | 2195 | 2195 |  | 5868 |  | Tanks Direct |  | https://www.tanks-direct.co.uk/7500-litre-grp-water-tank/p4662 | 2021-06-09 |  | 9 |  | 5258.45 | 5258.45 |  | Formula |  | 0.05 | 0.95 |  |  | ci=nlparci(Cost_calc,R,"jacobian",J);
[17 empty] | 7.5 |  | 4113 | 4113 |  | A | 953.1219 | 938.1945 | 968.0469 |  |  | Power_order=[Cost_calc(2,1),ci(2,:)];
GRP | 24 | 6000 | 2000 | 2000 |  | 6160 | 2160 | 2130 |  | 8827.25 |  | Kingfisher Direct |  | https://www.kingfisherdirect.co.uk/grp-water-storage-tanks/grp-one-piece-tank-24000-litres-6160-x-2160-x-2130mm?sort=p.price&order=DESC | 2021-06-09 |  | 6 |  | 3635 | 3635 |  | P | 0.69209 | 0.68617 | 0.69791 |  |  | Initial=[Cost_calc(1,1),ci(1,:)];
GRP | 20 | 5000 | 2000 | 2000 |  | 5160 | 2160 | 2160 |  | 7933.5 |  | Kingfisher Direct |  | https://www.kingfisherdirect.co.uk/grp-water-storage-tanks/grp-one-piece-tank-24000-litres-6160-x-2160-x-2130mm?sort=p.price&order=DESC | 2021-06-09 |  | 9 |  | 4542.36 | 4542.36
GRP | 18 | 6000 | 2000 | 1500 |  | 6160 | 2160 | 1630 |  | 6156 |  | Kingfisher Direct |  | https://www.kingfisherdirect.co.uk/grp-water-storage-tanks/grp-one-piece-tank-24000-litres-6160-x-2160-x-2130mm?sort=p.price&order=DESC | 2021-06-09 |  | 7.5 |  | 3534.36 | 3534.36 |  | This is wrong, don’t use | [5 empty] | %Saving Data
GRP | 16 | 4000 | 2000 | 2000 |  | 4160 | 2160 | 2000 |  | 6693 |  | Kingfisher Direct |  | https://www.kingfisherdirect.co.uk/grp-water-storage-tanks/grp-one-piece-tank-24000-litres-6160-x-2160-x-2130mm?sort=p.price&order=DESC | 2021-06-09 |  | 6 |  | 3156 | 3156 | [7 empty] | Stuff=[Power_order,Initial];
GRP | 15 | 5000 | 2000 | 1500 |  | 5160 | 2160 | 1630 |  | 5818.5 |  | Kingfisher Direct |  | https://www.kingfisherdirect.co.uk/grp-water-storage-tanks/grp-one-piece-tank-24000-litres-6160-x-2160-x-2130mm?sort=p.price&order=DESC | 2021-06-09 |  | 24 | 8827.25 |  | 8827.25 | [7 empty] | xlswrite(Filename,Stuff)
GRP | 12 | 3000 | 2000 | 2000 |  | 3160 | 2160 | 2130 |  | 5623.5 |  | Kingfisher Direct |  | https://www.kingfisherdirect.co.uk/grp-water-storage-tanks/grp-one-piece-tank-24000-litres-6160-x-2160-x-2130mm?sort=p.price&order=DESC | 2021-06-09 |  | 20 | 7933.5 |  | 7933.5
GRP | 12 | 4000 | 2000 | 1500 |  | 4160 | 2160 | 1630 |  | 5074.5 |  | Kingfisher Direct |  | https://www.kingfisherdirect.co.uk/grp-water-storage-tanks/grp-one-piece-tank-24000-litres-6160-x-2160-x-2130mm?sort=p.price&order=DESC | 2021-06-09 |  | 16 | 6693 |  | 6693
GRP | 9 | 3000 | 2000 | 1500 |  | 3160 | 2160 | 1630 |  | 4242 |  | Kingfisher Direct |  | https://www.kingfisherdirect.co.uk/grp-water-storage-tanks/grp-one-piece-tank-24000-litres-6160-x-2160-x-2130mm?sort=p.price&order=DESC | 2021-06-09 |  | 12 | 5623.5 |  | 5623.5
GRP | 8 | 2000 | 2000 | 2000 |  | 2160 | 2160 | 2130 |  | 4479 |  | Kingfisher Direct |  | https://www.kingfisherdirect.co.uk/grp-water-storage-tanks/grp-one-piece-tank-24000-litres-6160-x-2160-x-2130mm?sort=p.price&order=DESC | 2021-06-09 |  | 8 | 4479 |  | 4479
GRP | 7 | 3060 | 1520 | 1520 |  | 3200 | 1680 | 1650 |  | 3142 |  | Kingfisher Direct |  | https://www.kingfisherdirect.co.uk/grp-water-storage-tanks/grp-one-piece-tank-24000-litres-6160-x-2160-x-2130mm?sort=p.price&order=DESC | 2021-06-09 |  | 18 |  | 6156 | 6156
GRP | 6 | 2000 | 2000 | 1500 |  | 2160 | 2160 | 1630 |  | 3429 |  | Kingfisher Direct |  | https://www.kingfisherdirect.co.uk/grp-water-storage-tanks/grp-one-piece-tank-24000-litres-6160-x-2160-x-2130mm?sort=p.price&order=DESC | 2021-06-09 |  | 15 |  | 5818.5 | 5818.5
[17 empty] | 12 |  | 5074.5 | 5074.5
GRP | 12 | 3000 | 2000 | 2000 |  | 3200 | 2200 | 2040 |  |  |  | Dewey Waters |  | Communication |  |  | 9 |  | 4242 | 4242
GRP | 9 | 3000 | 2000 | 1500 |  | 3200 | 2200 | 1540 |  |  |  | Dewey Waters |  | Communication |  |  | 6 |  | 3429 | 3429
GRP | 8 | 2000 | 2000 | 2000 |  | 2200 | 2200 | 2040 |  |  |  | Dewey Waters |  | Communication
GRP | 12 | 3000 | 2000 | 2000 |  | 3195 | 2260 | 2100 |  | 6544 |  | Purewater Storage |  | https://www.purewaterstorage.co.uk/wras-approved-grp-one-piece-water-tank-12000-litres-un | 2021-06-09 |  | One Piece GRP Tanks
GRP | 9 | 3000 | 2000 | 1500 |  | 3195 | 2260 | 1600 |  | 5258.45 |  | Purewater Storage |  | https://www.purewaterstorage.co.uk/wras-approved-grp-one-piece-water-tank-9000-litres-un | 2021-06-09 |  |  |  | Confidence
GRP | 7.5 | 2500 | 2000 | 1500 |  | 2690 | 2190 | 1600 |  | 4113 |  | Purewater Storage |  | https://www.purewaterstorage.co.uk/wras-approved-grp-one-piece-water-tank-7500-litres-un | 2021-06-09 |  | Formula |  | 5% | 95%
GRP | 6 | 2000 | 2000 | 1500 |  | 2190 | 2190 | 1600 |  | 3635 |  | Purewater Storage |  | https://www.purewaterstorage.co.uk/wras-approved-grp-one-piece-water-tank-6000-litres-with-small-footprint-un | 2021-06-09 |  | A | 932.19 | 757.25 | 1107.1
[17 empty] | P | 0.70213 | 0.63193 | 0.77233
GRP | 9 | 3000 | 2000 | 1500 |  | 3192 | 2192 | 1593 |  | 4542.36 |  | Complete Pump Supplies |  | https://www.completepumpsupplies.co.uk/9000-litre-grp-water-tank-un-insulated | 2021-06-09
GRP | 7.5 | 2500 | 2000 | 1500 |  | 2692 | 2192 | 1593 |  | 3534.36 |  | Complete Pump Supplies |  | https://www.completepumpsupplies.co.uk/7500-litre-grp-water-tank-un-insulated | 2021-06-09
GRP | 6 | 2000 | 2000 | 1500 |  | 2192 | 2192 | 1593 |  | 3156 |  | Complete Pump Supplies |  | https://www.completepumpsupplies.co.uk/6001-litre-grp-water-tank-un-insulated | 2021-06-09 |  | 6 | 3279.9542 |  | 2349.5052 | 4417.4985 |  |  |  | Volume
[17 empty] | 7 | 3654.88 |  | 2589.8946 | 4976.012 |  |  |  | 24 | 8827.5
[17 empty] | 8 | 4014.1261 |  | 2817.9218 | 5516.5853 |  |  |  | 20 | 7933.5
[17 empty] | 9 | 4360.2032 |  | 3035.6644 | 6041.9478 |  |  |  | 18 | 6156
[17 empty] | 10 | 4694.9875 |  | 3244.6607 | 6554.1572 |  |  |  | 16 | 6693
[17 empty] | 11 | 5019.928 |  | 3446.0896 | 7054.8155 |  |  |  | 15 | 5818.5
[17 empty] | 12 | 5336.1738 |  | 3640.8793 | 7545.2025 |  |  |  | 12 | 5623.5
[17 empty] | 13 | 5644.6561 |  | 3829.7772 | 8026.3616 |  |  |  | 12 | 5074.5
[17 empty] | 14 | 5946.1426 |  | 4013.3956 | 8499.1583 |  |  |  | 9 | 4242
[17 empty] | 15 | 6241.2761 |  | 4192.2448 | 8964.3213 |  |  |  | 8 | 4479
[17 empty] | 16 | 6530.6018 |  | 4366.755 | 9422.4716 |  |  |  | 7 | 3142
[17 empty] | 17 | 6814.587 |  | 4537.2935 | 9874.1442 |  |  |  | 6 | 3429
[17 empty] | 18 | 7093.6364 |  | 4704.1768 | 10319.8044 |  |  |  | 12 | 5868
[17 empty] | 19 | 7368.1033 |  | 4867.6803 | 10759.86 |  |  |  | 5.625 | 2533
[6 empty] | Sizing | [10 empty] | 20 | 7638.2986 |  | 5028.0451 | 11194.6713 |  |  |  | 7.5 | 3625.2
[6 empty] | 24h @ 3 DWF | [10 empty] | 21 | 7904.4976 |  | 5185.4843 | 11624.5588 |  |  |  | 9 | 3883
[6 empty] | PE | 3 DWF m3/d | Size |  | Tank Cost |  | Error |  |  |  |  | 22 | 8166.9459 |  | 5340.1868 | 12049.8089 |  |  |  | 9 | 5258.45
|  | 6 |  |  |  | 5 | 3 | 6 |  | 3279.9542 |  | 2349.5052 | 4417.4985 |  | 930.449 | 1137.5443 | 23 | 8425.8632 |  | 5492.3215 | 12470.6793 |  |  |  | 7.5 | 4113
|  | 12 |  |  |  | 10 | 6 | 12 |  | 5336.1738 |  | 3640.8793 | 7545.2025 |  | 1695.2945 | 2209.0287 | 24 | 8681.4478 |  | 5642.0401 | 12887.4027 |  |  |  | 6 | 3635
|  | 24 |  |  |  | 20 | 12 | 24 |  | 8681.4478 |  | 5642.0401 | 12887.4027 |  | 3039.4077 | 4205.9549 | 25 | 8933.8788 |  | 5789.4794 | 13300.1904 |  |  |  | 9 | 4542.36
|  | 36 |  |  |  | 30 | 18 | 36 |  | 11540.6724 |  | 7289.7649 | 17626.495 |  | 4250.9076 | 6085.8225 | 26 | 9183.3191 |  | 5934.7631 | 13709.2349 |  |  |  | 7.5 | 3534.36
|  | 60 |  |  |  | 50 | 30 | 60 |  | 16519.5334 |  | 10067.1468 | 26152.0902 |  | 6452.3866 | 9632.5568 | 27 | 9429.9172 |  | 6078.0041 | 14114.7122 |  |  |  | 6 | 3156
|  | 90 |  |  |  | 75 | 45 | 90 |  | 21960.2223 |  | 13007.198 | 35769.014 |  | 8953.0243 | 13808.7916 | 28 | 9673.809 |  | 6219.305 | 14516.7839 |  |  |  | 24 | 8827.25
|  | 120 |  |  |  | 100 | 60 | 120 |  | 26875.7114 |  | 15600.4199 | 44668.452 |  | 11275.2915 | 17792.7407 | 29 | 9915.1193 |  | 6358.7602 | 14915.5989 |  |  |  | 20 | 7933.5
[17 empty] | 30 | 10153.9632 |  | 6496.4562 | 15311.2945 |  |  |  | 16 | 6693
[17 empty] | 31 | 10390.4469 |  | 6632.4728 | 15703.9979 |  |  |  | 12 | 5623.5
[17 empty] | 32 | 10624.6686 |  | 6766.8836 | 16093.8272 |  |  |  | 8 | 4479
[17 empty] | 33 | 10856.7199 |  | 6899.757 | 16480.8923 |  |  |  | 18 | 6156
[17 empty] | 34 | 11086.6856 |  | 7031.1563 | 16865.2958 |  |  |  | 15 | 5818.5
[6 empty] | PE | 3 DWF m3/d | Size |  |  |  | Error |  |  |  |  | 35 | 11314.6451 |  | 7161.1406 | 17247.1334 |  |  |  | 12 | 5074.5
[6 empty] | 5 | 3 | 6 | 3279.9542 | 3279.9542 |  | 2349.5052 | 4417.4985 |  | 930.449 | 1137.5443 | 36 | 11540.6724 |  | 7289.7649 | 17626.495 |  |  |  | 9 | 4242
[6 empty] | 10 | 6 | 12 | 5336.1738 | 5336.1738 |  | 3640.8793 | 7545.2025 |  | 1695.2945 | 2209.0287 | 37 | 11764.837 |  | 7417.0806 | 18003.4646 |  |  |  | 6 | 3429
[6 empty] | 20 | 12 | 24 | 8681.4478 | 8681.4478 |  | 5642.0401 | 12887.4027 |  | 3039.4077 | 4205.9549 | 38 | 11987.204 |  | 7543.1359 | 18378.1214 |  |  |  | 6 |  | 3279.9542
[6 empty] | 30 | 18 | 36 | 11540.6724 | 11540.6724 |  | 7289.7649 | 17626.495 |  | 4250.9076 | 6085.8225 | 39 | 12207.8345 |  | 7667.9759 | 18750.54 |  |  |  | 12 |  | 5336.1738
[6 empty] | 50 | 30 | 60 | 16519.5334 | 16519.5334 |  | 10067.1468 | 26152.0902 |  | 6452.3866 | 9632.5568 | 40 | 12426.7861 |  | 7791.6431 | 19120.7905 |  |  |  | 24 |  | 8681.4478
[6 empty] | 75 | 45 | 30 | 10153.9632 | 20307.9265 |  | 6496.4562 | 15311.2945 |  | 7315.014 | 10314.6625 | 41 | 12644.113 |  | 7914.1775 | 19488.9395 |  |  |  | 36 |  | 11540.6724
[6 empty] | 100 | 60 | 60 | 16519.5334 | 33039.0669 |  | 10067.1468 | 26152.0902 |  | 12904.7733 | 19265.1136 | 42 | 12859.8666 |  | 8035.6166 | 19855.0495 |  |  |  | 60 |  | 16519.5334
[17 empty] | 43 | 13074.0953 |  | 8155.996 | 20219.1802
[9 empty] | 5 | 655.9908 | [6 empty] | 44 | 13286.845 |  | 8275.3493 | 20581.3878
[9 empty] | 10 | 533.6174 | [6 empty] | 45 | 13498.1591 |  | 8393.7082 | 20941.7259
[9 empty] | 20 | 434.0724 | [6 empty] | 46 | 13708.0789 |  | 8511.1028 | 21300.2454
[9 empty] | 30 | 384.6891 | [6 empty] | 47 | 13916.6437 |  | 8627.5618 | 21656.9947
[9 empty] | 50 | 330.3907 | [6 empty] | 48 | 14123.8908 |  | 8743.1123 | 22012.0198
[9 empty] | 75 | 270.7724 | [6 empty] | 49 | 14329.8556 |  | 8857.78 | 22365.365
[9 empty] | 100 | 330.3907 | [6 empty] | 50 | 14534.572 |  | 8971.5896 | 22717.072
[17 empty] | 51 | 14738.0725 |  | 9084.5643 | 23067.1811
[17 empty] | 52 | 14940.3877 |  | 9196.7266 | 23415.7306
[17 empty] | 53 | 15141.5472 |  | 9308.0977 | 23762.7573
[17 empty] | 54 | 15341.5793 |  | 9418.698 | 24108.2965
[17 empty] | 55 | 15540.511 |  | 9528.5469 | 24452.3817
[6 empty] | Sizing | [10 empty] | 56 | 15738.3681 |  | 9637.6631 | 24795.0455
[6 empty] | 24h @ 3 DWF | [10 empty] | 57 | 15935.1755 |  | 9746.0645 | 25136.3189
[6 empty] | PE | 3 DWF m3/d | Size | [8 empty] | 58 | 16130.9571 |  | 9853.768 | 25476.2319
[6 empty] | 5 | 3 | 6 | [8 empty] | 59 | 16325.7358 |  | 9960.7902 | 25814.8131
[6 empty] | 10 | 6 | 12 | [8 empty] | 60 | 16519.5334 |  | 10067.1468 | 26152.0902
[6 empty] | 20 | 12 | 24 | [8 empty] | 24 |  | 8827.5
[6 empty] | 30 | 18 | 36 | [8 empty] | 20 |  | 7933.5
[6 empty] | 50 | 30 | 60 | [8 empty] | 18 |  | 6156
[6 empty] | 75 | 45 | 90 | [8 empty] | 16 |  | 6693
[6 empty] | 100 | 60 | 120 | [8 empty] | 15 |  | 5818.5
[6 empty] | 200 |  | 0 | [8 empty] | 12 |  | 5623.5
[6 empty] | 300 |  | 0 | [8 empty] | 12 |  | 5074.5
[6 empty] | 400 |  | 0 | [8 empty] | 9 |  | 4242
[6 empty] | 500 |  | 0 | [8 empty] | 8 |  | 4479
[6 empty] | 600 |  | 0 | [8 empty] | 7 |  | 3142
[6 empty] | 800 |  | 0 | [8 empty] | 6 |  | 3429
[6 empty] | 1000 |  | 0 | [8 empty] | 12 |  | 5868
[17 empty] | 5.625 |  | 2533
[17 empty] | 7.5 |  | 3625.2
[17 empty] | 9 |  | 3883
[17 empty] | 9 |  | 5258.45
[17 empty] | 7.5 |  | 4113
[17 empty] | 6 |  | 3635
[17 empty] | 9 |  | 4542.36
[17 empty] | 7.5 |  | 3534.36
[17 empty] | 6 |  | 3156
[17 empty] | 24 |  | 8827.25
[17 empty] | 20 |  | 7933.5
[17 empty] | 16 |  | 6693
[17 empty] | 12 |  | 5623.5
[17 empty] | 8 |  | 4479
[17 empty] | 18 |  | 6156
[17 empty] | 15 |  | 5818.5
[17 empty] | 12 |  | 5074.5
[17 empty] | 9 |  | 4242
[17 empty] | 6 |  | 3429
Cesspools
Tank Material | Volume (m3) |  | Cost | Manufacturer | Source |  | Link | Accessed
GRP | 1 |  | 1386 | Premier Tech | TFE |  | https://www.tanksforeverything.co.uk/waste-water/cesspools | 2021-10-14 |  |  | 1 | 1386 |  |  | 1386
GRP | 2 |  | 1674 | Premier Tech | TFE |  | https://www.tanksforeverything.co.uk/waste-water/cesspools | 2021-10-14 |  |  | 2 | 1674 |  |  | 1674
GRP | 3 |  | 2014.8 | Premier Tech | TFE |  | https://www.tanksforeverything.co.uk/waste-water/cesspools | 2021-10-14 |  |  | 3 | 2014.8 |  |  | 2014.8
GRP | 4 |  | 2203.2 | Premier Tech | TFE |  | https://www.tanksforeverything.co.uk/waste-water/cesspools | 2021-10-14 |  |  | 4 | 2203.2 |  |  | 2203.2
GRP | 6 |  | 2548 | Premier Tech | TFE |  | https://www.tanksforeverything.co.uk/waste-water/cesspools | 2021-10-14 |  |  | 6 | 2548 |  |  | 2548
GRP | 8 |  | 3056.4 | Premier Tech | TFE |  | https://www.tanksforeverything.co.uk/waste-water/cesspools | 2021-10-14 |  |  | 8 | 3056.4 |  |  | 3056.4
GRP | 10 |  | 3202.8 | Premier Tech | TFE |  | https://www.tanksforeverything.co.uk/waste-water/cesspools | 2021-10-14 |  |  | 10 | 3202.8 |  |  | 3202.8
GRP | 14 |  | 4396.8 | Premier Tech | TFE |  | https://www.tanksforeverything.co.uk/waste-water/cesspools | 2021-10-14 |  |  | 14 | 4396.8 |  |  | 4396.8
GRP | 18 |  | 5538 | Premier Tech | TFE |  | https://www.tanksforeverything.co.uk/waste-water/cesspools | 2021-10-14 |  |  | 18 | 5538 |  |  | 5538
GRP | 20 |  | 5598 | Premier Tech | TFE |  | https://www.tanksforeverything.co.uk/waste-water/cesspools | 2021-10-14 |  |  | 20 | 5598 |  |  | 5598
GRP | 22 |  | 5829.6 | Premier Tech | TFE |  | https://www.tanksforeverything.co.uk/waste-water/cesspools | 2021-10-14 |  |  | 22 | 5829.6 |  |  | 5829.6
GRP | 25 |  | 6134.4 | Premier Tech | TFE |  | https://www.tanksforeverything.co.uk/waste-water/cesspools | 2021-10-14 |  |  | 25 | 6134.4 |  |  | 6134.4
GRP | 30 |  | 7177.2 | Premier Tech | TFE |  | https://www.tanksforeverything.co.uk/waste-water/cesspools | 2021-10-14 |  |  | 30 | 7177.2 |  |  | 7177.2
GRP | 36 |  | 7128 | Premier Tech | TFE |  | https://www.tanksforeverything.co.uk/waste-water/cesspools | 2021-10-14 |  |  | 36 | 7128 |  |  | 7128
GRP | 40 |  | 9194.4 | Premier Tech | TFE |  | https://www.tanksforeverything.co.uk/waste-water/cesspools | 2021-10-14 |  |  | 40 | 9194.4 |  |  | 9194.4
GRP | 45 |  | 9922.8 | Premier Tech | TFE |  | https://www.tanksforeverything.co.uk/waste-water/cesspools | 2021-10-14 |  |  | 45 | 9922.8 |  |  | 9922.8
GRP | 50 |  | 10726.8 | Premier Tech | TFE |  | https://www.tanksforeverything.co.uk/waste-water/cesspools | 2021-10-14 |  |  | 50 | 10726.8 |  |  | 10726.8
GRP | 54 |  | 11637.6 | Premier Tech | TFE |  | https://www.tanksforeverything.co.uk/waste-water/cesspools | 2021-10-14 |  |  | 54 | 11637.6 |  |  | 11637.6
GRP | 60 |  | 13182 | Premier Tech | TFE |  | https://www.tanksforeverything.co.uk/waste-water/cesspools | 2021-10-14 |  |  | 60 | 13182 |  |  | 13182
GRP | 65 |  | 15301.2 | Premier Tech | TFE |  | https://www.tanksforeverything.co.uk/waste-water/cesspools | 2021-10-14 |  |  | 65 | 15301.2 |  |  | 15301.2
GRP | 70 |  | 16114.8 | Premier Tech | TFE |  | https://www.tanksforeverything.co.uk/waste-water/cesspools | 2021-10-14 |  |  | 70 | 16114.8 |  |  | 16114.8
GRP | 84 |  | 18202.8 | Premier Tech | TFE |  | https://www.tanksforeverything.co.uk/waste-water/cesspools | 2021-10-14 |  |  | 84 | 18202.8 |  |  | 18202.8
[11 empty] | 2.8 |  | 1140 |  | 1140
| 2.8 |  | 1140 | Clearwater | TFE |  | https://www.tanksforeverything.co.uk/waste-water/cesspools | 2021-10-14 |  |  | 3.8 |  | 1339.2 |  | 1339.2
| 3.8 |  | 1339.2 | Clearwater | TFE |  | https://www.tanksforeverything.co.uk/waste-water/cesspools | 2021-10-14 |  |  | 4.8 |  | 1723.2 |  | 1723.2
| 4.8 |  | 1723.2 | Clearwater | TFE |  | https://www.tanksforeverything.co.uk/waste-water/cesspools | 2021-10-14 |  |  | 5.7 |  | 2107.2 |  | 2107.2
| 5.7 |  | 2107.2 | Clearwater | TFE |  | https://www.tanksforeverything.co.uk/waste-water/cesspools | 2021-10-14 |  |  | 7.15 |  | 2642.4 |  | 2642.4
| 7.15 |  | 2642.4 | Clearwater | TFE |  | https://www.tanksforeverything.co.uk/waste-water/cesspools | 2021-10-14 |  |  | 9.15 |  | 2782 |  | 2782
| 9.15 |  | 2782 | Clearwater | TFE |  | https://www.tanksforeverything.co.uk/waste-water/cesspools | 2021-10-14 |  |  | 10 |  | 3362.4 |  | 3362.4
| 10 |  | 3362.4 | Clearwater | TFE |  | https://www.tanksforeverything.co.uk/waste-water/cesspools | 2021-10-14 |  |  | 12 |  | 3490.8 |  | 3490.8
| 12 |  | 3490.8 | Clearwater | TFE |  | https://www.tanksforeverything.co.uk/waste-water/cesspools | 2021-10-14 |  |  | 15 |  | 3726 |  | 3726
| 15 |  | 3726 | Clearwater | TFE |  | https://www.tanksforeverything.co.uk/waste-water/cesspools | 2021-10-14 |  |  | 18 |  | 4917.6 |  | 4917.6 |  |  |  | = 940.07x0.6353
| 18 |  | 4917.6 | Clearwater | TFE |  | https://www.tanksforeverything.co.uk/waste-water/cesspools | 2021-10-14 |  |  | 22 |  | 5871.6 |  | 5871.6
| 22 |  | 5871.6 | Clearwater | TFE |  | https://www.tanksforeverything.co.uk/waste-water/cesspools | 2021-10-14 |  |  | 26 |  | 6372 |  | 6372
| 26 |  | 6372 | Clearwater | TFE |  | https://www.tanksforeverything.co.uk/waste-water/cesspools | 2021-10-14 |  |  | 34 |  | 7645.2 |  | 7645.2
| 34 |  | 7645.2 | Clearwater | TFE |  | https://www.tanksforeverything.co.uk/waste-water/cesspools | 2021-10-14 |  |  | 38 |  | 8372.4 |  | 8372.4
| 38 |  | 8372.4 | Clearwater | TFE |  | https://www.tanksforeverything.co.uk/waste-water/cesspools | 2021-10-14 |  |  | 46 |  | 9826.8 |  | 9826.8
| 46 |  | 9826.8 | Clearwater | TFE |  | https://www.tanksforeverything.co.uk/waste-water/cesspools | 2021-10-14 |  |  | 54 |  | 11462.4 |  | 11462.4
| 54 |  | 11462.4 | Clearwater | TFE |  | https://www.tanksforeverything.co.uk/waste-water/cesspools | 2021-10-14 |  |  | 59 |  | 12280.8 |  | 12280.8
| 59 |  | 12280.8 | Clearwater | TFE |  | https://www.tanksforeverything.co.uk/waste-water/cesspools | 2021-10-14 |  |  | 63 |  | 13099.2 |  | 13099.2
| 63 |  | 13099.2 | Clearwater | TFE |  | https://www.tanksforeverything.co.uk/waste-water/cesspools | 2021-10-14 |  |  | 71 |  | 14372.4 |  | 14372.4
| 71 |  | 14372.4 | Clearwater | TFE |  | https://www.tanksforeverything.co.uk/waste-water/cesspools | 2021-10-14 |  |  | 79 |  | 15826.8 |  | 15826.8
| 79 |  | 15826.8 | Clearwater | TFE |  | https://www.tanksforeverything.co.uk/waste-water/cesspools | 2021-10-14 |  |  | 24 |  |  | 8827.5 | 8827.5
[11 empty] | 20 |  |  | 7933.5 | 7933.5
[11 empty] | 18 |  |  | 6156 | 6156
[11 empty] | 16 |  |  | 6693 | 6693
[11 empty] | 15 |  |  | 5818.5 | 5818.5
[11 empty] | 12 |  |  | 5623.5 | 5623.5
[11 empty] | 12 |  |  | 5074.5 | 5074.5
[11 empty] | 9 |  |  | 4242 | 4242
[11 empty] | 8 |  |  | 4479 | 4479
[11 empty] | 7 |  |  | 3142 | 3142
[11 empty] | 6 |  |  | 3429 | 3429
[11 empty] | 12 |  |  | 5868 | 5868
[11 empty] | 5.625 |  |  | 2533 | 2533
[11 empty] | 7.5 |  |  | 3625.2 | 3625.2
[11 empty] | 9 |  |  | 3883 | 3883
[11 empty] | 9 |  |  | 5258.45 | 5258.45
[11 empty] | 7.5 |  |  | 4113 | 4113
[11 empty] | 6 |  |  | 3635 | 3635
[11 empty] | 9 |  |  | 4542.36 | 4542.36
[11 empty] | 7.5 |  |  | 3534.36 | 3534.36
[11 empty] | 6 |  |  | 3156 | 3156
[11 empty] | 24 |  |  | 8827.25 | 8827.25
[11 empty] | 20 |  |  | 7933.5 | 7933.5
[11 empty] | 16 |  |  | 6693 | 6693
[11 empty] | 12 |  |  | 5623.5 | 5623.5
[11 empty] | 8 |  |  | 4479 | 4479
[11 empty] | 18 |  |  | 6156 | 6156
[11 empty] | 15 |  |  | 5818.5 | 5818.5
[11 empty] | 12 |  |  | 5074.5 | 5074.5
[11 empty] | 9 |  |  | 4242 | 4242
[11 empty] | 6 |  |  | 3429 | 3429
[11 empty] | 38 |  |  |  |  | 8454
[11 empty] | 34 |  |  |  |  | 7726.8
[11 empty] | 26 |  |  |  |  | 6454.8
[11 empty] | 22 |  |  |  |  | 5954
[11 empty] | 18 |  |  |  |  | 5000.4
[11 empty] | 15 |  |  |  |  | 3808.8
[11 empty] | 12 |  |  |  |  | 3572.4
[11 empty] | 10 |  |  |  |  | 3445.2
[11 empty] | 9.15 |  |  |  |  | 3428.4
[11 empty] | 7.15 |  |  |  |  | 2696.4
[11 empty] | 5.7 |  |  |  |  | 2158.8
[11 empty] | 4.8 |  |  |  |  | 1773.6
[11 empty] | 3.8 |  |  |  |  | 1383.6
[11 empty] | 2.8 |  |  |  |  | 1167.6
Tank Mass Curve
| 1 | 50 |  | Based On Premier Tech GRP Tanks
| 1.5 | 70 |  | Premier Tech 3000 litre cesspool ¦ CP3¦ Tanks For Everything
| 1.5 | 75 |  | The Brochure
| 2 | 105
| 2.5 | 110 |  | 48.797x^0.9108
| 3 | 120
| 3 | 125
| 3 | 155
| 4.5 | 175
| 5 | 190
| 5 | 175
| 6 | 230
| 6 | 285
| 7.5 | 350
| 8 | 300
| 9 | 410
| 9 | 300
| 12 | 540
| 12 | 400
| 15 | 670
| 15 | 490
| 15 | 670
| 18 | 590
| 18 | 760
| 22 | 710
| 22 | 880
| 25 | 1100
| 27 | 875
| 27 | 1030
| 30 | 975
| 30 | 1150
| 40 | 1440
| 50 | 1705
| 50 | 1825
| 60 | 2000
| 70 | 2300
| 80 | 2700
| 84 | 2700

## Wetland Design
|  | Influent Conc |  |  | Influent Load (g/PE/d) |  |  |  | Post ABR |  |  |  |  | Post ABR
| TSS | 213.3333 | mg/L |  | SS | 80 | g/d/PE |  | TSS | 66.1333 | mg/L |  |  | SS | 24.8 | g/d/PE |  |  |  | AHF
| COD | 400 | mg/L |  | COD | 150 | g/d/PE |  | COD | 204 | mg/L |  |  | COD | 76.5 | g/d/PE |  |  |  | PE | 5 | 10 | 20 | 30 | 50 | 75 | 100 | 150 | 200 | 300 | 400 | 500 | 600 | 700 | 800 | 1000
| BOD | 160 | mg/L |  | BOD | 60 | g/d/PE |  | BOD | 81.6 | mg/L |  |  | BOD | 30.6 | g/d/PE |  |  |  | Cells | [18 empty] | Wetland Media Layout AHF
| NH4 | 20 | mg/L |  | NH4-N | 7.5 | g/d/PE |  | NH4 | 26.6 | mg/L |  |  | NH4-N | 9.975 | g/d/PE |  |  |  | Length
Width
[5 empty] | Qav | 0.375 | m3/d/PE | [6 empty] | Qav | 0.375 | m3/d/PE | [33 empty] | Distribution stone - 100 mm
0.6
Main Media 4-10mm
|  | VF | AHF | [11 empty] | 12
| TSS (g/m2/d) | 8 | 18 | [6 empty] | 2480 | [9 empty] | Range
| BOD (g/m2/d) | 10 | 15 | [15 empty] | OLR | 69-155 | g/m2/d | [25 empty] | Follow to control elbow
| NH4 (g/m2/d) | 15 | 5 | [15 empty] | TSS | 25-328 | g/m2/d
| Peak HLR | 0.12 | 0.4 | [35 empty] | 0.5m | [6 empty] | 0.5m
Guide line, this is based on Gaby 'textbook' value
| VF | [19 empty] | AHF
Area Requirements | 5 | 10 | 20 | 30 | 50 | 75 | 100 | 150 | 200 | 300 | 400 | 500 | 600 | 700 | 800 | 1000 |  |  |  |  | 5 | 10 | 20 | 30 | 50 | 75 | 100 | 150 | 200 | 300 | 400 | 500 | 600 | 700 | 800 | 1000
TSS (m2) | 15.5 | 31 | 62 | 93 | 155 | 232.5 | 310 | 465 | 620 | 930 | 1240 | 1550 | 1860 | 2170 | 2480 | 3100 |  |  |  | TSS (g/m2/d) | 6.8889 | 13.7778 | 27.5556 | 41.3333 | 68.8889 | 103.3333 | 137.7778 | 206.6667 | 275.5556 | 413.3333 | 551.1111 | 688.8889 | 826.6667 | 964.4444 | 1102.2222 | 1377.7778
BOD (m2) | 15.3 | 30.6 | 61.2 | 91.8 | 153 | 229.5 | 306 | 459 | 612 | 918 | 1224 | 1530 | 1836 | 2142 | 2448 | 3060 |  |  |  | BOD (g/m2/d) | 10.2 | 20.4 | 40.8 | 61.2 | 102 | 153 | 204 | 306 | 408 | 612 | 816 | 1020 | 1224 | 1428 | 1632 | 2040
NH4 (gm2) | 3.325 | 6.65 | 13.3 | 19.95 | 33.25 | 49.875 | 66.5 | 99.75 | 133 | 199.5 | 266 | 332.5 | 399 | 465.5 | 532 | 665 |  |  |  | NH4 (g/m2/d) | 9.975 | 19.95 | 39.9 | 59.85 | 99.75 | 149.625 | 199.5 | 299.25 | 399 | 598.5 | 798 | 997.5 | 1197 | 1396.5 | 1596 | 1995
Peak HLR (m2) | 25 | 50 | 100 | 150 | 250 | 375 | 500 | 750 | 1000 | 1500 | 2000 | 2500 | 3000 | 3500 | 4000 | 5000 |  |  |  | Peak HLR | 7.5 | 15 | 30 | 45 | 75 | 112.5 | 150 | 225 | 300 | 450 | 600 | 750 | 900 | 1050 | 1200 | 1500 |  |  | Media
Area (m2) | 25 | 50 | 100 | 150 | 250 | 375 | 500 | 750 | 1000 | 1500 | 2000 | 2500 | 3000 | 3500 | 4000 | 5000 |  |  |  | Area (m2) | 10.2 | 20.4 | 40.8 | 61.2 | 102 | 153 | 204 | 306 | 408 | 612 | 816 | 1020 | 1224 | 1428 | 1632 | 2040 |  |  | Distribution System
[21 empty] | 2.04 | 2.04 | 2.04 | 2.04 | 2.04 | 2.04 | 2.04 | 2.04 | 2.04 | 2.04 | 2.04 | 2.04 | 2.04 | 2.04 | 2.04 | 2.04 |  |  | Zone Length | 0.5
[20 empty] | Accurate | [18 empty] | Gabions filled with 100mm crushed media
VF | [19 empty] | AHF | [18 empty] | Size
PE | 5 | 10 | 20 | 30 | 50 | 75 | 100 | 150 | 200 | 300 | 400 | 500 | 600 | 700 | 800 | 1000 |  |  |  | PE | 5 | 10 | 20 | 30 | 50 | 75 | 100 | 150 | 200 | 300 | 400 | 500 | 600 | 700 | 800 | 1000 |  |  | PE | 5 | 10 | 20 | 30 | 50 | 75 | 100 | 150 | 200 | 300 | 400 | 500 | 600 | 700 | 800 | 1000 | [5 empty] | Geotextile
Cells | 1 | 1 | 1 | 1 | 1 | 1 | 1 | 2 | 2 | 3 | 4 | 4 | 5 | 6 | 7 | 8 |  |  |  | Cells | 1 | 1 | 1 | 1 | 1 | 2 | 2 | 2 | 3 | 4 | 6 | 7 | 8 | 10 | 11 | 14 | [24 empty] | Per Cell
Length | 5 | 7.0711 | 10 | 12.2474 | 15.8114 | 19.3649 | 22.3607 | 19.3649 | 22.3607 | 22.3607 | 22.3607 | 25 | 24.4949 | 24.1523 | 23.9046 | 25 |  |  |  | Length | 1.8439 | 2.6077 | 3.6878 | 4.5166 | 5.831 | 3.5707 | 4.1231 | 6.12 | 5.44 | 6.12 | 5.44 | 5.8286 | 6.12 | 5.712 | 5.9345 | 5.8286 |  |  | Length | 1 | 1 | 1 | 1 | 1 | 1 | 1 | 1 | 1 | 1 | 1 | 1 | 1 | 1 | 1 | 1 | [5 empty] | PE | 5 | 10 | 20 | 30 | 50 | 75 | 100 | 150 | 200 | 300 | 400 | 500 | 600 | 700 | 800 | 1000
Width | 5 | 7.0711 | 10 | 12.2474 | 15.8114 | 19.3649 | 22.3607 | 19.3649 | 22.3607 | 22.3607 | 22.3607 | 25 | 24.4949 | 24.1523 | 23.9046 | 25 |  |  |  | Width | 5.5317 | 7.823 | 11.0635 | 13.5499 | 17.4929 | 21.4243 | 24.7386 | 25 | 25 | 25 | 25 | 25 | 25 | 25 | 25 | 25 | [24 empty] | Area | 31.54 | 39.1753 | 67.3523 | 93.7198 | 143.9829 | 121.491 | 153.9511 | 209.016 | 190.792 | 209.016 | 190.792 | 201.2057 | 209.016 | 198.0816 | 204.0458 | 201.2057
[61 empty] | Excess | 5.059 | 6.2584 | 8.8508 | 10.8399 | 13.9943 | 14.997 | 17.317 | 18.672 | 18.264 | 18.672 | 18.264 | 18.4971 | 18.672 | 18.4272 | 18.5607 | 18.4971
Rounded (UP) to 0.1m | [19 empty] | Rounded (UP) to 0.1m | [40 empty] | 300mm
[61 empty] | Total per cell | 36.599 | 45.4337 | 76.2031 | 104.5597 | 157.9771 | 136.488 | 171.2682 | 227.688 | 209.056 | 227.688 | 209.056 | 219.7029 | 227.688 | 216.5088 | 222.6065 | 219.7029
PE | 5 | 10 | 20 | 30 | 50 | 75 | 100 | 150 | 200 | 300 | 400 | 500 | 600 | 700 | 800 | 1000 |  |  |  | PE | 5 | 10 | 20 | 30 | 50 | 75 | 100 | 150 | 200 | 300 | 400 | 500 | 600 | 700 | 800 | 1000 |  |  | PE | 5 | 10 | 20 | 30 | 50 | 75 | 100 | 150 | 200 | 300 | 400 | 500 | 600 | 700 | 800 | 1000
Cells | 1 | 1 | 1 | 1 | 1 | 1 | 1 | 2 | 2 | 3 | 4 | 4 | 5 | 6 | 7 | 8 |  |  |  | Cells | 1 | 1 | 1 | 1 | 1 | 2 | 2 | 2 | 3 | 4 | 6 | 7 | 8 | 10 | 11 | 14 |  |  | Cells | 1 | 1 | 1 | 1 | 1 | 2 | 2 | 2 | 3 | 4 | 6 | 7 | 8 | 10 | 11 | 14 | [5 empty] | Overall | 36.599 | 45.4337 | 76.2031 | 104.5597 | 157.9771 | 272.976 | 342.5363 | 455.376 | 627.168 | 910.752 | 1254.336 | 1537.92 | 1821.504 | 2165.088 | 2448.672 | 3075.84
Length | 5 | 7.1 | 10 | 12.3 | 15.9 | 19.4 | 22.4 | 19.4 | 22.4 | 22.4 | 22.4 | 25 | 24.5 | 24.2 | 24 | 25 |  |  |  | Length | 1.9 | 2.7 | 3.7 | 4.6 | 5.9 | 3.6 | 4.2 | 6.2 | 5.5 | 6.2 | 5.5 | 5.9 | 6.2 | 5.8 | 6 | 5.9 |  |  | Length | 2.9 | 3.7 | 4.7 | 5.6 | 6.9 | 4.6 | 5.2 | 7.2 | 6.5 | 7.2 | 6.5 | 6.9 | 7.2 | 6.8 | 7 | 6.9
Width | 5 | 7.1 | 10 | 12.3 | 15.9 | 19.4 | 22.4 | 19.4 | 22.4 | 22.4 | 22.4 | 25 | 24.5 | 24.2 | 24 | 25 |  |  |  | Width | 5.6 | 7.9 | 11.1 | 13.6 | 17.5 | 21.5 | 24.8 | 25 | 25 | 25 | 25 | 25 | 25 | 25 | 25 | 25 |  |  | Width | 5.6 | 7.9 | 11.1 | 13.6 | 17.5 | 21.5 | 24.8 | 25 | 25 | 25 | 25 | 25 | 25 | 25 | 25 | 25
Media
| 25 | 50.41 | 100 | 151.29 | 252.81 | 376.36 | 501.76 | 752.72 | 1003.52 | 1505.28 | 2007.04 | 2500 | 3001.25 | 3513.84 | 4032 | 5000 | [44 empty] | Volume | 6.12 | 12.24 | 24.48 | 36.72 | 61.2 | 45.9 | 61.2 | 91.8 | 81.6 | 91.8 | 81.6 | 87.4286 | 91.8 | 85.68 | 89.0182 | 87.4286
[20 empty] | Treatment Area |  | 12 | [17 empty] | Total |  |  |  | Treatment |  |  |  | Gabion Materials |  |  |  |  | Geotextile | [7 empty] | Overall | 6.12 | 12.24 | 24.48 | 36.72 | 61.2 | 91.8 | 122.4 | 183.6 | 244.8 | 367.2 | 489.6 | 612 | 734.4 | 856.8 | 979.2 | 1224
[39 empty] | PE | Cells | Length | Width |  | Length | Width |  |  | Length Panels | Face Panels | 1.2m Helical | 1m Helical |  | Total per cell | Overall | [6 empty] | Cells | 1 | 1 | 1 | 1 | 1 | 2 | 2 | 2 | 3 | 4 | 6 | 7 | 8 | 10 | 11 | 14
System Sizing | [19 empty] | System Sizing | [18 empty] | 5 | 1 | 2.9 | 5.6 |  | 1.9 | 5.6 |  |  | 20 | 8 | 16 | 20 |  | 36.599 | 36.599
1 Cell | [19 empty] | 1 Cell | [18 empty] | 10 | 1 | 3.7 | 7.9 |  | 2.7 | 7.9 |  |  | 29 | 9 | 18 | 29 |  | 45.4337 | 45.4337
Depth | 0.8 | 0.8 | 0.8 | 0.8 | 0.8 | 0.8 | 0.8 | 0.8 | 0.8 | 0.8 | 0.8 | 0.8 | 0.8 | 0.8 | 0.8 | 0.8 |  |  |  | Depth | 0.6 | 0.6 | 0.6 | 0.6 | 0.6 | 0.6 | 0.6 | 0.6 | 0.6 | 0.6 | 0.6 | 0.6 | 0.6 | 0.6 | 0.6 | 0.6 |  |  | 20 | 1 | 4.7 | 11.1 |  | 3.7 | 11.1 |  |  | 44 | 14 | 28 | 44 |  | 76.2031 | 76.2031 | [6 empty] | Piping and Drainage
Freeboard | 0.3 | 0.3 | 0.3 | 0.3 | 0.3 | 0.3 | 0.3 | 0.3 | 0.3 | 0.3 | 0.3 | 0.3 | 0.3 | 0.3 | 0.3 | 0.3 |  |  |  | Freeboard | 0.4 | 0.4 | 0.4 | 0.4 | 0.4 | 0.4 | 0.4 | 0.4 | 0.4 | 0.4 | 0.4 | 0.4 | 0.4 | 0.4 | 0.4 | 0.4 |  |  | 30 | 1 | 5.6 | 13.6 |  | 4.6 | 13.6 |  |  | 52 | 16 | 32 | 52 |  | 104.5597 | 104.5597
Length | 5 | 7.0711 | 10 | 12.2474 | 15.8114 | 19.3649 | 22.3607 | 27.3861 | 31.6228 | 38.7298 | 44.7214 | 50 | 54.7723 | 59.1608 | 63.2456 | 70.7107 |  |  |  | Length | 1.8439 | 2.6077 | 3.6878 | 4.5166 | 5.831 | 7.1414 | 8.2462 | 12.24 | 16.32 | 24.48 | 32.64 | 40.8 | 48.96 | 57.12 | 65.28 | 81.6 |  |  | 50 | 1 | 6.9 | 17.5 |  | 5.9 | 17.5 |  |  | 68 | 20 | 40 | 68 |  | 157.9771 | 157.9771 | [6 empty] | Pressure Drop Calcs
Width | 5 | 7.0711 | 10 | 12.2474 | 15.8114 | 19.3649 | 22.3607 | 27.3861 | 31.6228 | 38.7298 | 44.7214 | 50 | 54.7723 | 59.1608 | 63.2456 | 70.7107 |  |  |  | Width | 5.5317 | 7.823 | 11.0635 | 13.5499 | 17.4929 | 21.4243 | 24.7386 | 25 | 25 | 25 | 25 | 25 | 25 | 25 | 25 | 25 |  |  | 75 | 2 | 4.6 | 21.5 |  | 3.6 | 21.5 |  |  | 84 | 24 | 48 | 84 |  | 136.488 | 272.976
A | 25 | 50 | 100 | 150 | 250 | 375 | 500 | [12 empty] | A | 10.2 | 20.4 | 40.8 | 61.2 | 102 | 153 | 204 |  | Max Width recommendation 25m2 (Dotro 2017) | [9 empty] | 100 | 2 | 5.2 | 24.8 |  | 4.2 | 24.8 |  |  | 97 | 26 | 52 | 97 |  | 171.2682 | 342.5363 | [6 empty] | 3inch Piping | [6 empty] | 3 inch exit pipe is sufficent
Volume | 27.5 | 55 | 110 | 165 | 275 | 412.5 | 550 | 825 | 1100 | 1650 | 2200 | 2750 | 3300 | 3850 | 4400 | 5500 |  |  |  | x sectional Loadings | [18 empty] | 150 | 2 | 7.2 | 25 |  | 6.2 | 25 |  |  | 100 | 27 | 54 | 100 |  | 227.688 | 455.376 | [6 empty] | 3 | inch | 76.2 | mm | 0.0762 | m
[20 empty] | x section | 3.319 | 4.6938 | 6.6381 | 8.1299 | 10.4957 | 12.8546 | 14.8432 | 15 | 15 | 15 | 15 | 15 | 15 | 15 | 15 | 15 |  |  | 200 | 3 | 6.5 | 25 |  | 5.5 | 25 |  |  | 100 | 27 | 54 | 100 |  | 209.056 | 627.168
2 Cell | [19 empty] | OLR | 46.0977 | 65.192 | 92.1954 | 112.9159 | 145.7738 | 178.5357 | 206.1553 | 306 | 408 | 612 | 816 | 1020 | 1224 | 1428 | 1632 | 2040 |  |  | 300 | 4 | 7.2 | 25 |  | 6.2 | 25 |  |  | 100 | 27 | 54 | 100 |  | 227.688 | 910.752 | [6 empty] | rho | 1000 | kg/m3
Depth | [7 empty] | 0.8 | 0.8 | 0.8 | 0.8 | 0.8 | 0.8 | 0.8 | 0.8 | 0.8 |  |  |  | TSS | 37.3602 | 52.8354 | 74.7205 | 91.5135 | 118.1435 | 144.6956 | 167.0801 | 248 | 330.6667 | 496 | 661.3333 | 826.6667 | 992 | 1157.3333 | 1322.6667 | 1653.3333 |  |  | 400 | 6 | 6.5 | 25 |  | 5.5 | 25 |  |  | 100 | 27 | 54 | 100 |  | 209.056 | 1254.336 | [6 empty] | Q | 6.9444e-06 | m3/s/PE
Freeboard | [7 empty] | 0.3 | 0.3 | 0.3 | 0.3 | 0.3 | 0.3 | 0.3 | 0.3 | 0.3 | [22 empty] | 500 | 7 | 6.9 | 25 |  | 5.9 | 25 |  |  | 100 | 27 | 54 | 100 |  | 219.7029 | 1537.92
Length | [7 empty] | 19.3649 | 22.3607 | 27.3861 | 31.6228 | 35.3553 | 38.7298 | 41.833 | 44.7214 | 50 |  |  |  | 2 cell | [18 empty] | 600 | 8 | 7.2 | 25 |  | 6.2 | 25 |  |  | 100 | 27 | 54 | 100 |  | 227.688 | 1821.504 | [6 empty] | pi/4 | 0.7854
Width | [7 empty] | 19.3649 | 22.3607 | 27.3861 | 31.6228 | 35.3553 | 38.7298 | 41.833 | 44.7214 | 50 |  |  |  | Depth | [5 empty] | 0.6 | 0.6 | 0.6 | 0.6 | 0.6 | 0.6 | 0.6 | 0.6 | 0.6 | 0.6 | 0.6 |  |  | 700 | 10 | 6.8 | 25 |  | 5.8 | 25 |  |  | 100 | 27 | 54 | 100 |  | 216.5088 | 2165.088 | [6 empty] | d^2 | 0.0058064
[20 empty] | Freeboard | [5 empty] | 0.4 | 0.4 | 0.4 | 0.4 | 0.4 | 0.4 | 0.4 | 0.4 | 0.4 | 0.4 | 0.4 |  |  | 800 | 11 | 7 | 25 |  | 6 | 25 |  |  | 100 | 27 | 54 | 100 |  | 222.6065 | 2448.672
3 Cells | [19 empty] | Length | [5 empty] | 3.5707 | 4.1231 | 6.12 | 8.16 | 12.24 | 16.32 | 20.4 | 24.48 | 28.56 | 32.64 | 40.8 |  |  | 1000 | 14 | 6.9 | 25 |  | 5.9 | 25 |  |  | 100 | 27 | 54 | 100 |  | 219.7029 | 3075.84 | [6 empty] | Q/(pi/4)d2 | 0.0076139 | 0.015228 | 0.030456 | 0.045683 | 0.076139 | 0.057104 | 0.076139 | 0.11421 | 0.10152 | 0.11421 | 0.10152 | 0.10877 | 0.11421 | 0.10659 | 0.11075 | 0.10877
Depth | [9 empty] | 0.8 | 0.8 | 0.8 | 0.8 | 0.8 | 0.8 | 0.8 |  |  |  | Width | [5 empty] | 21.4243 | 24.7386 | 25 | 25 | 25 | 25 | 25 | 25 | 25 | 25 | 25
Freeboard | [9 empty] | 0.3 | 0.3 | 0.3 | 0.3 | 0.3 | 0.3 | 0.3 | [44 empty] | Q/hl | 1.0334e-05 | 1.4651e-05 | 2.0854e-05 | 2.5531e-05 | 3.3069e-05 | 2.0187e-05 | 2.3335e-05 | 3.4722e-05 | 3.0864e-05 | 3.4722e-05 | 3.0864e-05 | 3.3069e-05 | 3.4722e-05 | 3.2407e-05 | 3.367e-05 | 3.3069e-05
Length | [9 empty] | 22.3607 | 25.8199 | 28.8675 | 31.6228 | 34.1565 | 36.5148 | 40.8248 |  |  |  | x sectional Loadings
Width | [9 empty] | 22.3607 | 25.8199 | 28.8675 | 31.6228 | 34.1565 | 36.5148 | 40.8248 |  |  |  | x section | [5 empty] | 12.8546 | 14.8432 | 15 | 15 | 15 | 15 | 15 | 15 | 15 | 15 | 15 | [24 empty] | Delta P | 2.8986e-07 | 1.1594e-06 | 4.6377e-06 | 1.0435e-05 | 2.8986e-05 | 1.6305e-05 | 2.8986e-05 | 6.5218e-05 | 5.153e-05 | 6.5218e-05 | 5.153e-05 | 5.9155e-05 | 6.5218e-05 | 5.6812e-05 | 6.1325e-05 | 5.9155e-05
[20 empty] | OLR | [5 empty] | 89.2679 | 103.0776 | 153 | 204 | 306 | 408 | 510 | 612 | 714 | 816 | 1020 |  |  | Gabion Baskets
4 Cells | [19 empty] | TSS | [5 empty] | 72.3478 | 83.54 | 124 | 165.3333 | 248 | 330.6667 | 413.3333 | 496 | 578.6667 | 661.3333 | 826.6667
Depth | [10 empty] | 0.8 | 0.8 | 0.8 | 0.8 | 0.8 | 0.8 | [22 empty] | Will be made to size on site | [21 empty] | Piping Per Cell
Freeboard | [10 empty] | 0.3 | 0.3 | 0.3 | 0.3 | 0.3 | 0.3 |  |  |  | 3 | Cells
Length | [10 empty] | 22.3607 | 25 | 27.3861 | 29.5804 | 31.6228 | 35.3553 |  |  |  | Depth | [8 empty] | 0.6 | 0.6 | 0.6 | 0.6 | 0.6 | 0.6 | 0.6 | 0.6 |  |  | Conditions | [21 empty] | Pipe Length | 11.8 | 16.4 | 22.8 | 27.8 | 35.6 | 43.6 | 50.2 | 50.6 | 50.6 | 50.6 | 50.6 | 50.6 | 50.6 | 50.6 | 50.6 | 50.6
Width | [10 empty] | 22.3607 | 25 | 27.3861 | 29.5804 | 31.6228 | 35.3553 |  |  |  | Freeboard | [8 empty] | 0.4 | 0.4 | 0.4 | 0.4 | 0.4 | 0.4 | 0.4 | 0.4 |  |  | Mid break support balance every metre of gabion | [21 empty] | End Caps | 2 | 2 | 2 | 2 | 2 | 2 | 2 | 2 | 2 | 2 | 2 | 2 | 2 | 2 | 2 | 2
[20 empty] | Length | [8 empty] | 5.44 | 8.16 | 10.88 | 13.6 | 16.32 | 19.04 | 21.76 | 27.2 | [24 empty] | Tee Joint | 1 | 1 | 1 | 1 | 1 | 1 | 1 | 1 | 1 | 1 | 1 | 1 | 1 | 1 | 1 | 1
5 Cells | [19 empty] | Width | [8 empty] | 25 | 25 | 25 | 25 | 25 | 25 | 25 | 25 |  |  | Materials | [21 empty] | Elbow | 1 | 1 | 1 | 1 | 1 | 1 | 1 | 1 | 1 | 1 | 1 | 1 | 1 | 1 | 1 | 1
Depth | [12 empty] | 0.8 | 0.8 | 0.8 | 0.8 | [44 empty] | Tank Connector | 1 | 1 | 1 | 1 | 1 | 1 | 1 | 1 | 1 | 1 | 1 | 1 | 1 | 1 | 1 | 1
Freeboard | [12 empty] | 0.3 | 0.3 | 0.3 | 0.3 |  |  |  | x sectional Loadings | [18 empty] | 3mm Wire Sheet
Length | [12 empty] | 24.4949 | 26.4575 | 28.2843 | 31.6228 |  |  |  | x section | [8 empty] | 15 | 15 | 15 | 15 | 15 | 15 | 15 | 15 |  |  | Coil Spring
Width | [12 empty] | 24.4949 | 26.4575 | 28.2843 | 31.6228 |  |  |  | OLR | [8 empty] | 136 | 204 | 272 | 340 | 408 | 476 | 544 | 680
[20 empty] | TSS | [8 empty] | 110.2222 | 165.3333 | 220.4444 | 275.5556 | 330.6667 | 385.7778 | 440.8889 | 551.1111 |  |  | Sheet Requirements | [21 empty] | Excavation
6 Cells | [60 empty] | Width | 1.2 | m
Depth | [13 empty] | 0.8 | 0.8 | 0.8 |  |  |  | 4 | Cells | [17 empty] | Length Panels | [21 empty] | Depth | 1 | m
Freeboard | [13 empty] | 0.3 | 0.3 | 0.3 |  |  |  | Depth | [9 empty] | 0.6 | 0.6 | 0.6 | 0.6 | 0.6 | 0.6 | 0.6 |  |  | 1m | 5 | 7 | 11 | 13 | 17 | 21 | 24 | 25 | 25 | 25 | 25 | 25 | 25 | 25 | 25 | 25 | [5 empty] | Length | 0.5 | m
Length | [13 empty] | 24.1523 | 25.8199 | 28.8675 |  |  |  | Freeboard | [9 empty] | 0.4 | 0.4 | 0.4 | 0.4 | 0.4 | 0.4 | 0.4
Width | [13 empty] | 24.1523 | 25.8199 | 28.8675 |  |  |  | Length | [9 empty] | 6.12 | 8.16 | 10.2 | 12.24 | 14.28 | 16.32 | 20.4 |  |  | Excess | 0.6 | 0.9 | 0.1 | 0.6 | 0.5 | 0.5 | 0.8 | 0 | 0 | 0 | 0 | 0 | 0 | 0 | 0 | 0
[20 empty] | Width | [9 empty] | 25 | 25 | 25 | 25 | 25 | 25 | 25 |  |  | Required | [21 empty] | Total | 0.6 | 0.6 | 0.6 | 0.6 | 0.6 | 1.2 | 1.2 | 1.2 | 1.8 | 2.4 | 3.6 | 4.2 | 4.8 | 6 | 6.6 | 8.4
7 Cells | [38 empty] | Face | 1 |  | 1 | 1 | 1 | 1
Depth | [14 empty] | 0.8 | 0.8 |  |  |  | x sectional Loadings | [18 empty] | Full |  | 1 |  |  |  |  | 1 | [14 empty] | Geotextile | 5.4 | 5.4 | 5.4 | 5.4 | 5.4 | 10.8 | 10.8 | 10.8 | 16.2 | 21.6 | 32.4 | 37.8 | 43.2 | 54 | 59.4 | 75.6
Freeboard | [14 empty] | 0.3 | 0.3 |  |  |  | x section | [9 empty] | 15 | 15 | 15 | 15 | 15 | 15 | 15
Length | [14 empty] | 23.9046 | 26.7261 |  |  |  | OLR | [9 empty] | 153 | 204 | 255 | 306 | 357 | 408 | 510 |  |  | Length Panels | 20 | 29 | 44 | 52 | 68 | 84 | 97 | 100 | 100 | 100 | 100 | 100 | 100 | 100 | 100 | 100
Width | [14 empty] | 23.9046 | 26.7261 |  |  |  | TSS | [9 empty] | 124 | 165.3333 | 206.6667 | 248 | 289.3333 | 330.6667 | 413.3333
[39 empty] | Face Panels | 8 | 9 | 14 | 16 | 20 | 24 | 26 | 27 | 27 | 27 | 27 | 27 | 27 | 27 | 27 | 27 | [5 empty] | Cells | 1 | 1 | 1 | 1 | 1 | 2 | 2 | 2 | 3 | 4 | 6 | 7 | 8 | 10 | 11 | 14
8 Cells | [19 empty] | 5 | Cells
Depth | [15 empty] | 0.8 |  |  |  | Depth | [10 empty] | 0.6 | 0.6 | 0.6 | 0.6 | 0.6 | 0.6 |  |  | Joins | 60 | 68 | 108 | 124 | 156 | 188 | 204 | 212 | 212 | 212 | 212 | 212 | 212 | 212 | 212 | 212 | [5 empty] | Joining Together
Freeboard | [15 empty] | 0.3 |  |  |  | Freeboard | [10 empty] | 0.4 | 0.4 | 0.4 | 0.4 | 0.4 | 0.4 | [24 empty] | Placed in rows of max 4
Length | [15 empty] | 25 |  |  |  | Length | [10 empty] | 6.528 | 8.16 | 9.792 | 11.424 | 13.056 | 16.32 |  |  | 1.2m Helical | 16 | 18 | 28 | 32 | 40 | 48 | 52 | 54 | 54 | 54 | 54 | 54 | 54 | 54 | 54 | 54 | [5 empty] | Pipe Length | 0 | 0 | 0 | 0 | 0 | 21.5 | 24.8 | 25 | 50 | 75 | 139.25 | 164.65 | 189.95 | 238.475 | 263.875 | 297.075
Width | [15 empty] | 25 |  |  |  | Width | [10 empty] | 25 | 25 | 25 | 25 | 25 | 25 | [24 empty] | Tee Joint | 0 | 0 | 0 | 0 | 0 | 1 | 1 | 1 | 2 | 3 | 6 | 7 | 8 | 9 | 10 | 13
[39 empty] | 1m Helical | 20 | 29 | 44 | 52 | 68 | 84 | 97 | 100 | 100 | 100 | 100 | 100 | 100 | 100 | 100 | 100 | [5 empty] | Elbow | 0 | 0 | 0 | 0 | 0 | 1 | 1 | 1 | 1 | 1 | 3 | 3 | 3 | 4 | 4 | 5
[8 empty] | Multi Cellular | [11 empty] | x sectional Loadings | [40 empty] | Tank Connector | 1 | 1 | 1 | 1 | 1 | 2 | 2 | 2 | 3 | 4 | 6 | 7 | 8 | 10 | 11 | 14
| Single Systems | [18 empty] | x section | [10 empty] | 15 | 15 | 15 | 15 | 15 | 15
[20 empty] | OLR | [10 empty] | 163.2 | 204 | 244.8 | 285.6 | 326.4 | 408
[20 empty] | TSS | [10 empty] | 132.2667 | 165.3333 | 198.4 | 231.4667 | 264.5333 | 330.6667 | [24 empty] | Overall
| PE | Length | Width | Depth | Freeboard |  |  | Cells | Length | Width | Depth | Freeboard | [48 empty] | Excavation | 0.6 | 0.6 | 0.6 | 0.6 | 0.6 | 1.2 | 1.2 | 1.2 | 1.8 | 2.4 | 3.6 | 4.2 | 4.8 | 6 | 6.6 | 8.4
| 5 | 5 | 5 | 0.8 | 0.3 |  |  | 1 | 5 | 5 | 0.8 | 0.3 | [7 empty] | 6 | Cells | [39 empty] | Pipe Length | 11.8 | 16.4 | 22.8 | 27.8 | 35.6 | 65.1 | 75 | 75.6 | 100.6 | 125.6 | 189.85 | 215.25 | 240.55 | 289.075 | 314.475 | 347.675
| 10 | 7.0711 | 7.0711 | 0.8 | 0.3 |  |  | 1 | 7.1 | 7.1 | 0.8 | 0.3 | [7 empty] | Depth | [10 empty] | 0.6 | 0.6 | 0.6 | 0.6 | 0.6 | 0.6 | [24 empty] | End Caps | 2 | 2 | 2 | 2 | 2 | 2 | 2 | 2 | 2 | 2 | 2 | 2 | 2 | 2 | 2 | 2
| 20 | 10 | 10 | 0.8 | 0.3 |  |  | 1 | 10 | 10 | 0.8 | 0.3 | [7 empty] | Freeboard | [10 empty] | 0.4 | 0.4 | 0.4 | 0.4 | 0.4 | 0.4 | [24 empty] | Tee Joint | 1 | 1 | 1 | 1 | 1 | 2 | 2 | 2 | 3 | 4 | 7 | 8 | 9 | 10 | 11 | 14
| 30 | 12.2474 | 12.2474 | 0.8 | 0.3 |  |  | 1 | 12.3 | 12.3 | 0.8 | 0.3 | [7 empty] | Length | [10 empty] | 5.44 | 6.8 | 8.16 | 9.52 | 10.88 | 13.6 | [24 empty] | Elbow | 1 | 1 | 1 | 1 | 1 | 2 | 2 | 2 | 2 | 2 | 4 | 4 | 4 | 5 | 5 | 6
| 50 | 15.8114 | 15.8114 | 0.8 | 0.3 |  |  | 1 | 15.9 | 15.9 | 0.8 | 0.3 | [7 empty] | Width | [10 empty] | 25 | 25 | 25 | 25 | 25 | 25 | [24 empty] | Tank Connector | 2 | 2 | 2 | 2 | 2 | 3 | 3 | 3 | 4 | 5 | 7 | 8 | 9 | 11 | 12 | 15
| 75 | 19.3649 | 19.3649 | 0.8 | 0.3 |  |  | 1 | 19.4 | 19.4 | 0.8 | 0.3 | [48 empty] | Geotextile | 5.4 | 5.4 | 5.4 | 5.4 | 5.4 | 10.8 | 10.8 | 10.8 | 16.2 | 21.6 | 32.4 | 37.8 | 43.2 | 54 | 59.4 | 75.6
| 100 | 22.3607 | 22.3607 | 0.8 | 0.3 |  |  | 1 | 22.4 | 22.4 | 0.8 | 0.3 | [7 empty] | x sectional Loadings
| 150 | 27.3861 | 27.3861 | 0.8 | 0.3 |  |  | 2 | 19.4 | 19.4 | 0.8 | 0.3 | [7 empty] | x section | [10 empty] | 15 | 15 | 15 | 15 | 15 | 15 | [24 empty] | Excavation | Pipe Length | End Caps | Tee Joint | Elbow | Tank Connector | Geotextile
| 200 | 31.6228 | 31.6228 | 0.8 | 0.3 |  |  | 2 | 22.4 | 22.4 | 0.8 | 0.3 | [7 empty] | OLR | [10 empty] | 136 | 170 | 204 | 238 | 272 | 340 | [24 empty] | 0.6 | 11.8 | 2 | 1 | 1 | 2 | 5.4
| 300 | 38.7298 | 38.7298 | 0.8 | 0.3 |  |  | 3 | 22.4 | 22.4 | 0.8 | 0.3 | [7 empty] | TSS | [10 empty] | 110.2222 | 137.7778 | 165.3333 | 192.8889 | 220.4444 | 275.5556 | [24 empty] | 0.6 | 16.4 | 2 | 1 | 1 | 2 | 5.4
| 400 | 44.7214 | 44.7214 | 0.8 | 0.3 |  |  | 4 | 22.4 | 22.4 | 0.8 | 0.3 | [48 empty] | 0.6 | 22.8 | 2 | 1 | 1 | 2 | 5.4
| 500 | 50 | 50 | 0.8 | 0.3 |  |  | 4 | 25 | 25 | 0.8 | 0.3 | [7 empty] | 7 | Cells | [39 empty] | 0.6 | 27.8 | 2 | 1 | 1 | 2 | 5.4
| 600 | 54.7723 | 54.7723 | 0.8 | 0.3 |  |  | 5 | 24.5 | 24.5 | 0.8 | 0.3 | [7 empty] | Depth | [11 empty] | 0.6 | 0.6 | 0.6 | 0.6 | 0.6 | [24 empty] | 0.6 | 35.6 | 2 | 1 | 1 | 2 | 5.4
| 700 | 59.1608 | 59.1608 | 0.8 | 0.3 |  |  | 6 | 24.2 | 24.2 | 0.8 | 0.3 | [7 empty] | Freeboard | [11 empty] | 0.4 | 0.4 | 0.4 | 0.4 | 0.4 | [24 empty] | 1.2 | 65.1 | 2 | 2 | 2 | 3 | 10.8
| 800 | 63.2456 | 63.2456 | 0.8 | 0.3 |  |  | 7 | 24 | 24 | 0.8 | 0.3 | [7 empty] | Length | [11 empty] | 5.8286 | 6.9943 | 8.16 | 9.3257 | 11.6571 | [24 empty] | 1.2 | 75 | 2 | 2 | 2 | 3 | 10.8
| 1000 | 70.7107 | 70.7107 | 0.8 | 0.3 |  |  | 8 | 25 | 25 | 0.8 | 0.3 | [7 empty] | Width | [11 empty] | 25 | 25 | 25 | 25 | 25 | [24 empty] | 1.2 | 75.6 | 2 | 2 | 2 | 3 | 10.8
[61 empty] | 1.8 | 100.6 | 2 | 3 | 2 | 4 | 16.2
[20 empty] | x sectional Loadings | [40 empty] | 2.4 | 125.6 | 2 | 4 | 2 | 5 | 21.6
| Media Layout | [18 empty] | x section | [11 empty] | 15 | 15 | 15 | 15 | 15 | [24 empty] | 3.6 | 189.85 | 2 | 7 | 4 | 7 | 32.4
[20 empty] | OLR | [11 empty] | 145.7143 | 174.8571 | 204 | 233.1429 | 291.4286 | [24 empty] | 4.2 | 215.25 | 2 | 8 | 4 | 8 | 37.8
[6 empty] | Depth |  |  | Sand is made from mixture at 2:1 of sand to 10mm | [10 empty] | TSS | [11 empty] | 118.0952 | 141.7143 | 165.3333 | 188.9524 | 236.1905 | [24 empty] | 4.8 | 240.55 | 2 | 9 | 4 | 9 | 43.2
| 0-15 | 20-40 | mm |  | 20-40mm | 0.15 | [54 empty] | 6 | 289.075 | 2 | 10 | 5 | 11 | 54
| 15-20 | 10 | mm |  | Sand | 0.36667 | [13 empty] | 8 | Cells | [39 empty] | 6.6 | 314.475 | 2 | 11 | 5 | 12 | 59.4
| 20-75 | Sand |  |  | 10mm | 0.28333 | [13 empty] | Depth | [12 empty] | 0.6 | 0.6 | 0.6 | 0.6 | [24 empty] | 8.4 | 347.675 | 2 | 14 | 6 | 15 | 75.6
| 75-80 | 10 | mm | [16 empty] | Freeboard | [12 empty] | 0.4 | 0.4 | 0.4 | 0.4
[20 empty] | Length | [12 empty] | 6.12 | 7.14 | 8.16 | 10.2
[20 empty] | Width | [12 empty] | 25 | 25 | 25 | 25
Gextextile
x sectional Loadings
| Single | [6 empty] | Multi Cellular | [11 empty] | x section | [12 empty] | 15 | 15 | 15 | 15
[20 empty] | OLR | [12 empty] | 153 | 178.5 | 204 | 255
| PE | Area | Excess | 300mm | Overall |  |  | PE | Area per cell | Excess | 300mm | Overall per Cell |  |  | Total |  |  |  |  | TSS | [12 empty] | 124 | 144.6667 | 165.3333 | 206.6667
| 5 | 27.5 |  | 6 | 33.5 |  |  | 5 | 27.5 |  | 6 | 33.5 |  |  | 33.5
| 10 | 55 |  | 8.4853 | 63.4853 |  |  | 10 | 55.451 |  | 8.52 | 63.971 |  |  | 63.971 |  |  |  |  | 9 | Cells
| 20 | 110 |  | 12 | 122 |  |  | 20 | 110 |  | 12 | 122 |  |  | 122 |  |  |  |  | Depth | [13 empty] | 0.6 | 0.6 | 0.6
| 30 | 165 |  | 14.6969 | 179.6969 |  |  | 30 | 166.419 |  | 14.76 | 181.179 |  |  | 181.179 |  |  |  |  | Freeboard | [13 empty] | 0.4 | 0.4 | 0.4
| 50 | 275 |  | 18.9737 | 293.9737 |  |  | 50 | 278.091 |  | 19.08 | 297.171 |  |  | 297.171 |  |  |  |  | Length | [13 empty] | 6.3467 | 7.2533 | 9.0667
| 75 | 412.5 |  | 23.2379 | 435.7379 |  |  | 75 | 413.996 |  | 23.28 | 437.276 |  |  | 437.276 |  |  |  |  | Width | [13 empty] | 25 | 25 | 25
| 100 | 550 |  | 26.8328 | 576.8328 |  |  | 100 | 551.936 |  | 26.88 | 578.816 |  |  | 578.816
| 150 | 825 |  | 32.8634 | 857.8634 |  |  | 150 | 413.996 |  | 23.28 | 437.276 |  |  | 874.552 |  |  |  |  | x sectional Loadings
| 200 | 1100 |  | 37.9473 | 1137.9473 |  |  | 200 | 551.936 |  | 26.88 | 578.816 |  |  | 1157.632 |  |  |  |  | x section | [13 empty] | 15 | 15 | 15
| 300 | 1650 |  | 46.4758 | 1696.4758 |  |  | 300 | 551.936 |  | 26.88 | 578.816 |  |  | 1736.448 |  |  |  |  | OLR | [13 empty] | 158.6667 | 181.3333 | 226.6667
| 400 | 2200 |  | 53.6656 | 2253.6656 |  |  | 400 | 551.936 |  | 26.88 | 578.816 |  |  | 2315.264 |  |  |  |  | TSS | [13 empty] | 128.5926 | 146.963 | 183.7037
| 500 | 2750 |  | 60 | 2810 |  |  | 500 | 687.5 |  | 30 | 717.5 |  |  | 2870
| 600 | 3300 |  | 65.7267 | 3365.7267 |  |  | 600 | 660.275 |  | 29.4 | 689.675 |  |  | 3448.375 |  |  |  |  | 10 | Cells
| 700 | 3850 |  | 70.993 | 3920.993 |  |  | 700 | 644.204 |  | 29.04 | 673.244 |  |  | 4039.464 |  |  |  |  | Depth | [13 empty] | 0.6 | 0.6 | 0.6
| 800 | 4400 |  | 75.8947 | 4475.8947 |  |  | 800 | 633.6 |  | 28.8 | 662.4 |  |  | 4636.8 |  |  |  |  | Freeboard | [13 empty] | 0.4 | 0.4 | 0.4
| 1000 | 5500 |  | 84.8528 | 5584.8528 |  |  | 1000 | 687.5 |  | 30 | 717.5 |  |  | 5740 |  |  |  |  | Length | [13 empty] | 5.712 | 6.528 | 8.16
[20 empty] | Width | [13 empty] | 25 | 25 | 25
x sectional Loadings
[20 empty] | x section | [13 empty] | 15 | 15 | 15
[20 empty] | OLR | [13 empty] | 142.8 | 163.2 | 204
[20 empty] | TSS | [13 empty] | 115.7333 | 132.2667 | 165.3333
| Cellular | [18 empty] | 11 | Cells
[20 empty] | Depth | [14 empty] | 0.6 | 0.6
[20 empty] | Freeboard | [14 empty] | 0.4 | 0.4
[20 empty] | Length | [14 empty] | 5.9345 | 7.4182
[20 empty] | Width | [14 empty] | 25 | 25
x sectional Loadings
[20 empty] | x section | [14 empty] | 15 | 15
[20 empty] | OLR | [14 empty] | 148.3636 | 185.4545
[20 empty] | TSS | [14 empty] | 120.2424 | 150.303
[20 empty] | 14 | Cells
[20 empty] | Depth | [15 empty] | 0.6
[20 empty] | Freeboard | [15 empty] | 0.4
| Piping |  |  | As per pilot Design | [15 empty] | Length | [15 empty] | 5.8286
| Distribution |  |  | with adjustment to account for issues, namely switch to distribution plates as per metland | [15 empty] | Width | [15 empty] | 25
| Prong every 1.25m |  |  | distribution tile is 0.5x0.5m as per Jenkins 17 |  |  |  |  | Tee joint
| No. of outlets | [18 empty] | x sectional Loadings
| Per every 1.25 on a prong | [18 empty] | x section | [15 empty] | 15
[20 empty] | OLR | [15 empty] | 145.7143
[20 empty] | TSS | [15 empty] | 118.0952
| Drainage | [18 empty] | Blower |  |  | This work is just copied from Gaby's Spreadsheet, please do some actual engineering to confirm
Prong every
| 0.625 | m | [17 empty] | PE | 5 | 10 | 20 | 30 | 50 | 75 | 100 | 150 | 200 | 300 | 400 | 500 | 600 | 700 | 800 | 1000 |  | Constants | [6 empty] | Air Piping
[20 empty] | Cells | 1 | 1 | 1 | 1 | 1 | 2 | 2 | 2 | 3 | 4 | 6 | 7 | 8 | 10 | 11 | 14 | [8 empty] | PE | 5 | 10 | 20 | 30 | 50 | 75 | 100 | 150 | 200 | 300 | 400 | 500 | 600 | 700 | 800 | 1000
[38 empty] | alpha | 0.9 | Safe option is to assume 0.9. (alpha lower in a all likelihood but get enhancement due to media) so balance of 0.9 seems OK |  |  |  |  | Per Cell
[20 empty] | BOD (kg/d) | 0.153 | 0.306 | 0.612 | 0.918 | 1.53 | 2.295 | 3.06 | 4.59 | 6.12 | 9.18 | 12.24 | 15.3 | 18.36 | 21.42 | 24.48 | 30.6 |  | beta | 0.9 | sensible |  |  |  |  | Length | 1.9 | 2.7 | 3.7 | 4.6 | 5.9 | 3.6 | 4.2 | 6.2 | 5.5 | 6.2 | 5.5 | 5.9 | 6.2 | 5.8 | 6 | 5.9
[6 empty] | Inlet |  |  |  | Outlet | [9 empty] | Ammonia (kg/d) | 0.049875 | 0.09975 | 0.1995 | 0.29925 | 0.49875 | 0.74813 | 0.9975 | 1.4963 | 1.995 | 2.9925 | 3.99 | 4.9875 | 5.985 | 6.9825 | 7.98 | 9.975 |  | tau | 0.6 | sensible |  |  |  |  | Width | 5.6 | 7.9 | 11.1 | 13.6 | 17.5 | 21.5 | 24.8 | 25 | 25 | 25 | 25 | 25 | 25 | 25 | 25 | 25
| PE | Distribution prongs | Collection Prongs | Outlet Points |  | Pipe Length | Tee Joints | Elbows |  | Pipe Length | Tee Joints | Elbows |  | Pipe Length | Tee Joints | Elbows | Tank Connector |  |  | Respiration (%) | 0.2 | 0.2 | 0.2 | 0.2 | 0.2 | 0.2 | 0.2 | 0.2 | 0.2 | 0.2 | 0.2 | 0.2 | 0.2 | 0.2 | 0.2 | 0.2
| 5 | 4 | 4 | 16 |  | 30.5 | 5 | 5 |  | 28.6 | 2 | 6 |  | 59.1 | 7 | 11 | 2 | [20 empty] | OTE | 0.108 |  | From Ellie's Work |  |  |  | Spacing | as per Butterworth |  |  | Zone of Influnce of each tube is 300mm | [5 empty] | 150mm each side |  |  | Spacing Between line is 150mm
| 10 | 6 | 6 | 34 |  | 57.0685 | 9 | 5 |  | 54.8975 | 4 | 8 |  | 111.966 | 13 | 13 | 2 |  |  | Oxygen Requirement (kgO2/d) | 0.44335 | 0.8867 | 1.7734 | 2.6601 | 4.4335 | 6.6502 | 8.867 | 13.3005 | 17.734 | 26.6009 | 35.4679 | 44.3349 | 53.2019 | 62.0689 | 70.9358 | 88.6698
| 20 | 8 | 8 | 64 |  | 100.5 | 13 | 5 |  | 97.2 | 6 | 10 |  | 197.7 | 19 | 15 | 2 | [20 empty] | ?? | 0.267 | [5 empty] | Number of Air Lines
| 30 | 10 | 10 | 98 |  | 147.4694 | 17 | 5 |  | 143.7219 | 8 | 12 |  | 291.1913 | 25 | 17 | 2 |  |  | SOC (kg/h) | 0.03801 | 0.07602 | 0.15204 | 0.22806 | 0.3801 | 0.57015 | 0.7602 | 1.1403 | 1.5204 | 2.2806 | 3.0408 | 3.801 | 4.5612 | 5.3214 | 6.0816 | 7.602 | [9 empty] | 37.3333 | 52.6667 | 74 | 90.6667 | 116.6667 | 143.3333 | 165.3333 | 166.6667 | 166.6667 | 166.6667 | 166.6667 | 166.6667 | 166.6667 | 166.6667 | 166.6667 | 166.6667
| 50 | 13 | 13 | 165 |  | 237.6708 | 23 | 5 |  | 233.0594 | 11 | 15 |  | 470.7303 | 34 | 20 | 2 | [20 empty] | rho air | 1.231 | kg/m3 | [5 empty] | 38 | 53 | 74 | 91 | 117 | 144 | 166 | 167 | 167 | 167 | 167 | 167 | 167 | 167 | 167 | 167
| 75 | 16 | 16 | 248 |  | 349.0685 | 29 | 5 |  | 343.6036 | 14 | 18 |  | 692.6721 | 43 | 23 | 2 |  |  | RA (m3/h) | 1.3181 | 2.6363 | 5.2726 | 7.9089 | 13.1815 | 19.7722 | 26.3629 | 39.5444 | 52.7258 | 79.0887 | 105.4516 | 131.8145 | 158.1774 | 184.5403 | 210.9032 | 263.629
| 100 | 18 | 18 | 322 |  | 447.7136 | 33 | 5 |  | 441.0529 | 16 | 20 |  | 888.7665 | 49 | 25 | 2 | [27 empty] | Total Air Tubing per cell (m) | 49.2 | 68.8 | 96.2 | 118.2 | 152 | 187 | 215.6 | 217 | 217 | 217 | 217 | 217 | 217 | 217 | 217 | 217
| 150 | 22 | 22 | 482 |  | 657.7671 | 41 | 5 |  | 649.6809 | 20 | 24 |  | 1307.448 | 61 | 29 | 2 |  |  | Qair (m3/h) | 1.3181 | 2.6363 | 5.2726 | 7.9089 | 13.1815 | 19.7722 | 26.3629 | 39.5444 | 52.7258 | 79.0887 | 105.4516 | 131.8145 | 158.1774 | 184.5403 | 210.9032 | 263.629
| 200 | 26 | 26 | 658 |  | 885.9377 | 49 | 5 |  | 877.215 | 24 | 28 |  | 1763.1527 | 73 | 33 | 2 |  |  | Qair(l/m) | 21.9691 | 43.9382 | 87.8763 | 131.8145 | 219.6908 | 329.5363 | 439.3817 | 659.0725 | 878.7634 | 1318.1451 | 1757.5267 | 2196.9084 | 2636.2901 | 3075.6718 | 3515.0535 | 4393.8169
| 300 | 31 | 31 | 961 |  | 1278.5845 | 59 | 5 |  | 1267.2547 | 29 | 33 |  | 2545.8392 | 88 | 38 | 2 |  |  |  | 366.1514 | 732.3028 | 1464.6056 | 2196.9084 | 3661.514 | 5492.2711 | 7323.0281 | 10984.5421 | 14646.0562 | 21969.0843 | 29292.1124 | 36615.1405 | 43938.1686 | 51261.1967 | 58584.2248 | 73230.2809
| 400 | 36 | 36 | 1288 |  | 1699.9117 | 69 | 5 |  | 1687.0903 | 34 | 38 |  | 3387.002 | 103 | 43 | 2 |  |  |  | 0.26363 | 0.26363 | [15 empty] | n | 0.28315 | [5 empty] | Cells | 1 | 1 | 1 | 1 | 1 | 2 | 2 | 2 | 3 | 4 | 6 | 7 | 8 | 10 | 11 | 14
| 500 | 40 | 40 | 1600 |  | 2100.5 | 77 | 5 |  | 2086 | 38 | 42 |  | 4186.5 | 115 | 47 | 2 |  |  | Energy Requirement | [17 empty] | R | 8.314 | kJ/(kmol.K)
| 600 | 44 | 44 | 1928 |  | 2520.0238 | 85 | 5 |  | 2504.3515 | 42 | 46 |  | 5024.3753 | 127 | 51 | 2 |  |  | Mair (kg/s) | 0.00045073 | 0.00090146 | 0.0018029 | 0.0027044 | 0.0045073 | 0.006761 | 0.0090146 | 0.013522 | 0.018029 | 0.027044 | 0.036059 | 0.045073 | 0.054088 | 0.063103 | 0.072117 | 0.090146 |  | T1 | 285 | K |  |  |  |  | Connection
| 700 | 48 | 48 | 2272 |  | 2958.5399 | 93 | 5 |  | 2942.0791 | 46 | 50 |  | 5900.619 | 139 | 55 | 2 |  |  | wrt | 1.068 | 2.136 | 4.272 | 6.408 | 10.6801 | 16.0201 | 21.3601 | 32.0402 | 42.7202 | 64.0804 | 85.4405 | 106.8006 | 128.1607 | 149.5208 | 170.8809 | 213.6012 |  | P1 | 0.98692 | bar |  |  |  |  | Pipe Length | 0 | 0 | 0 | 0 | 0 | 21.5 | 24.8 | 25 | 50 | 75 | 139.25 | 164.65 | 189.95 | 238.475 | 263.875 | 297.075
| 800 | 51 | 51 | 2581 |  | 3352.5143 | 99 | 5 |  | 3334.6688 | 49 | 53 |  | 6687.1831 | 148 | 58 | 2 |  |  | wRT/8.41e | 0.18142 | 0.36285 | 0.7257 | 1.0885 | 1.8142 | 2.7214 | 3.6285 | 5.4427 | 7.257 | 10.8855 | 14.514 | 18.1425 | 21.771 | 25.3994 | 29.0279 | 36.2849 |  | P2 | 1.0537 | bar
| 1000 | 57 | 57 | 3225 |  | 4172.43 | 111 | 5 |  | 4152.5193 | 55 | 59 |  | 8324.9493 | 166 | 64 | 2 |  |  | Power | 0.003395 | 0.0067899 | 0.01358 | 0.02037 | 0.03395 | 0.050925 | 0.067899 | 0.10185 | 0.1358 | 0.2037 | 0.2716 | 0.3395 | 0.4074 | 0.4753 | 0.5432 | 0.67899 |  | e | 0.7
[20 empty] | Daily Energy (kW/d) | 0.081479 | 0.16296 | 0.32592 | 0.48888 | 0.81479 | 1.2222 | 1.6296 | 2.4444 | 3.2592 | 4.8888 | 6.5183 | 8.1479 | 9.7775 | 11.4071 | 13.0367 | 16.2959 |  | 8.41e | 5.8868 |  | 29.7ne
[6 empty] | Inlet |  |  |  | Outlet | [9 empty] | Annual Energy (kW/d) | 29.7603 | 59.5206 | 119.0412 | 178.5618 | 297.603 | 446.4046 | 595.2061 | 892.8091 | 1190.4122 | 1785.6183 | 2380.8244 | 2976.0305 | 3571.2366 | 4166.4427 | 4761.6488 | 5952.061 | [8 empty] | Overall | 49.2 | 68.8 | 96.2 | 118.2 | 152 | 395.5 | 456 | 459 | 701 | 943 | 1441.25 | 1683.65 | 1925.95 | 2408.475 | 2650.875 | 3335.075
| PE | Cells | Distribution prongs | Collection Prongs | Outlet Points | Pipe Length | Tee Joints | Elbows |  | Pipe Length | Tee Joints | Elbows |  | Pipe Length | Tee Joints | Elbows | Tank Connector | [20 empty] | (P2/P1)0.283-1 | 0.018713
| 5 | 1 | 4 | 4 | 16 | 30.5 | 5 | 5 |  | 28.6 | 2 | 6 |  | 59.1 | 7 | 11 | 2 |  |  | Blower
| 10 | 1 | 6 | 6 | 34 | 57.3 | 9 | 5 |  | 55.1 | 4 | 8 |  | 112.4 | 13 | 13 | 2 |  |  | Enviro | 30 | 60 | 100 | 150 | 250 | [12 empty] | safety factor | 1
| 20 | 1 | 8 | 8 | 64 | 100.5 | 13 | 5 |  | 97.2 | 6 | 10 |  | 197.7 | 19 | 15 | 2 |  |  | Watts | 25 | 55 | 105 | 160 | 221 | [19 empty] | Overall | 49.2 | 68.8 | 96.2 | 118.2 | 152 | 395.5 | 456 | 459 | 701 | 943 | 1441.25 | 1683.65 | 1925.95 | 2408.475 | 2650.875 | 3335.075
| 30 | 1 | 10 | 10 | 98 | 148.1 | 17 | 5 |  | 144.3 | 8 | 12 |  | 292.4 | 25 | 17 | 2 |  |  | Flowrate (l/m) | 30 | 60 | 100 | 150 | 250
| 50 | 1 | 13 | 13 | 165 | 239 | 23 | 5 |  | 234.3 | 11 | 15 |  | 473.3 | 34 | 20 | 2
| 75 | 1 | 16 | 16 | 248 | 349.7 | 29 | 5 |  | 344.2 | 14 | 18 |  | 693.9 | 43 | 23 | 2 |  |  | Enviro ET double | [5 empty] | 400 | 500
| 100 | 1 | 18 | 18 | 322 | 448.5 | 33 | 5 |  | 441.8 | 16 | 20 |  | 890.3 | 49 | 25 | 2 |  |  | Flowrate (l/m) | [5 empty] | 400 | 500 | [17 empty] | Overall
| 150 | 2 | 16 | 32 | 249 | 349.7 | 29 | 5 |  | 669 | 30 | 34 |  | 2037.4 | 118 | 78 | 2 | [27 empty] | 49.2
| 200 | 2 | 18 | 36 | 323 | 448.5 | 33 | 5 |  | 861.2 | 34 | 38 |  | 2619.4 | 134 | 86 | 2 | [27 empty] | 68.8
| 300 | 3 | 18 | 36 | 323 | 448.5 | 33 | 5 |  | 861.2 | 34 | 38 |  | 3929.1 | 201 | 129 | 2 | [17 empty] | SCB2-318 | SCB2-318 | [8 empty] | 96.2
| 400 | 4 | 18 | 36 | 323 | 448.5 | 33 | 5 |  | 861.2 | 34 | 38 |  | 5238.8 | 268 | 172 | 2 |  |  | SCB | [7 empty] | SCB4-47 | SCB4-66 | SCB4-87 | SCB2-145 | SCB2-145 | SCB2-210 | SCB2-210 | SCB2-230 | SCB2-265 | [8 empty] | 118.2
| 500 | 4 | 20 | 40 | 400 | 550.5 | 37 | 5 |  | 1061 | 38 | 42 |  | 6446 | 300 | 188 | 2 |  |  | Watts (kW) | [7 empty] | 0.55 | 0.94 | 1.1 | 0.8 | 0.8 | 1.3 | 1.3 | 3 | 1.6 | [8 empty] | 152
| 600 | 5 | 20 | 40 | 392 | 539.5 | 37 | 5 |  | 1040.5 | 38 | 42 |  | 7900 | 375 | 235 | 2 |  |  | Flowrate (m3/h) | [7 empty] | 47 | 66 | 87 | 145 | 145 | 210 | 210 | 230 | 265 | [8 empty] | 395.5
| 700 | 6 | 20 | 39 | 388 | 532.9 | 37 | 5 |  | 1003.1 | 37 | 41 |  | 9216 | 444 | 276 | 2 | [27 empty] | 456
| 800 | 7 | 20 | 39 | 384 | 528.5 | 37 | 5 |  | 995.1 | 37 | 41 |  | 10665.2 | 518 | 322 | 2 |  |  | Hailea | [24 empty] | 459
| 1000 | 8 | 20 | 40 | 400 | 550.5 | 37 | 5 |  | 1061 | 38 | 42 |  | 12892 | 600 | 376 | 2 |  |  | Name | [5 empty] | VB-390G | VB-390G | VB-800G | VB-800G | VBS-2200G | VBS-2200G | VBS-2200G | [12 empty] | 701
[20 empty] | Watts | [24 empty] | 943
[20 empty] | Flowrate (l/m) | [5 empty] | 480 | 480 | 1000 | 1000 | 2200 | 2200 | 2200 | [12 empty] | 1441.25
| Dosing | [18 empty] | Flowrate (m3/h) | [5 empty] | 28.8 | 28.8 | 60 | 60 | 132 | 132 | 132 | [12 empty] | 1683.65
| Doses | 8 |  |  | Yearly hours of pumping | 243.5 | [38 empty] | 1925.95
| Time | 300 | secs | [41 empty] | 2408.475
[30 empty] | SCB2-80 | [14 empty] | 2650.875
|  | 2400 | secs per day | [26 empty] | 0.37 | [14 empty] | 3335.075
80
| PE | Total Flow (m3/d) | Cells | Flow to cell (m3/d) |  |  | Dose Flowrate (l/min) |  | Pump | No. Per Cell | Price | Overall Pump Cost |  | Power (kW) | Overall Power (kW) |  | Yearly Usage (kWh)
| 5 | 1.875 | 1 | 1.875 |  |  | 46.875 |  | APP SV 150A | 1 | 184.8 | 184.8 |  | 0.15 | 0.15 |  | 36.525 | 0.036525
| 10 | 3.75 | 1 | 3.75 |  |  | 93.75 |  | APP SV 150A | 1 | 184.8 | 184.8 |  | 0.15 | 0.15 |  | 36.525 | 0.036525
| 20 | 7.5 | 1 | 7.5 |  |  | 187.5 |  | APP SV 250A | 1 | 231.6 | 231.6 |  | 0.25 | 0.25 |  | 60.875 | 0.060875
| 30 | 11.25 | 1 | 11.25 |  |  | 281.25 |  | Clarke HSEC | 1 | 217.98 | 217.98 |  | 0.665 | 0.665 |  | 161.9275 | 0.16193 | [18 empty] | PE | Air Required (m3 h-1) | Airpump |  |  | PE | Air Required (m3 h-1) | Airpump | Blower Power Rating (kW) | Source
| 50 | 18.75 | 1 | 18.75 |  |  | 468.75 |  | DAB Feka | 1 | 330.12 | 330.12 |  | 0.9 | 0.9 |  | 219.15 | 0.21915 | [18 empty] | 5 | 1.3181 | Enviro 30 |  |  | 5 | 1.3 | Enviro 30 | 0.03
| 75 | 28.125 | 1 | 28.125 |  |  | 703.125 |  | JS 1500 SV | 1 | 645.6 | 645.6 |  | 1.5 | 1.5 |  | 365.25 | 0.36525 |  | Quoting | [16 empty] | 10 | 2.6363 | Enviro 60 |  |  | 10 | 2.6 | Enviro 60 | 0.06
| 100 | 37.5 | 1 | 37.5 |  |  | 937.5 |  | TT Pumps DGO 200/280 | 1 | 940.8 | 940.8 |  | 1.7 | 1.7 |  | 413.95 | 0.41395 | [12 empty] | Unit |  |  |  | Mass (kg) |  | 20 | 5.2726 | HaileaVB-390G |  |  | 20 | 5.3 | HaileaVB-390G | 0.37
| 150 | 56.25 | 2 | 28.125 |  |  | 703.125 |  | JS 1500 SV | 1 | 645.6 | 1291.2 |  | 1.5 | 3 |  | 730.5 | 0.7305 |  | Enviro 30 | [8 empty] | Enviro 30 | 69.95 | pump | Koi Zone | https://www.koi-zone.co.uk/Enviro-ET30-Airpump | 2021-10-07 | 4 |  | 30 | 7.9089 | HaileaVB-390G |  |  | 30 | 7.9 | HaileaVB-390G | 0.37
| 200 | 75 | 2 | 37.5 |  |  | 937.5 |  | TT Pumps DGO 200/280 | 1 | 940.8 | 1881.6 |  | 1.7 | 3.4 |  | 827.9 | 0.8279 |  | Source | Price | Link | Accessed | [5 empty] | Enviro 60 | 84.95 | pump | Koi Zone | https://www.koi-zone.co.uk/Enviro-ET-60-Airpump | 2021-10-07 | 6 |  | 50 | 13.1815 | HaileaVB-390G |  |  | 50 | 13 | HaileaVB-390G | 0.37
| 300 | 112.5 | 3 | 37.5 |  |  | 937.5 |  | TT Pumps DGO 200/280 | 1 | 940.8 | 2822.4 |  | 1.7 | 5.1 |  | 1241.85 | 1.2418 |  | Koi Zone | 69.95 | https://www.koi-zone.co.uk/Enviro-ET30-Airpump | 2021-10-07 | [5 empty] | Enviro 100 | 129.57 | pump | Orionair | https://www.orionairsales.co.uk/air-blowers-and-pumps-349-c.asp | 2021-10-07 | 8.5 |  | 75 | 19.7722 | HaileaVB-390G |  |  | 75 | 20 | HaileaVB-390G | 0.37
| 400 | 150 | 4 | 37.5 |  |  | 937.5 |  | TT Pumps DGO 200/280 | 1 | 940.8 | 3763.2 |  | 1.7 | 6.8 |  | 1655.8 | 1.6558 |  | hg-hydroponics | 69.95 | https://www.hg-hydroponics.co.uk/enviro-et30-air-pump---blower-8972-p.asp | 2021-10-07 | [5 empty] | Enviro 150 | 283.2 | pump | MPCservices | https://www.mpcservices.co.uk/charles-austen-et150-compressor.html | 2021-10-07 | 10 |  | 100 | 26.3629 | HaileaVB-390G |  |  | 100 | 26 | HaileaVB-390G | 0.37
| 500 | 187.5 | 4 | 46.875 |  |  | 1171.875 |  | Pedrollo VXM | 2 | 945.6 | 7564.8 |  | 0.55 | 4.4 |  | 1071.4 | 1.0714 |  | Drainstore | 105.9 | https://www.drainstore.com/plant-and-pump-spares/air-pumps/charles-austen/charles-austen-enviro-et-air-pumps/charles-austen-et-30-air-blower-compressor/ | 2021-10-07 | [5 empty] | Enviro 250 | 378 | pump | MPCservices | https://www.mpcservices.co.uk/charles-austen-et250-compressor.html | 2021-10-07 |  |  | 150 | 39.5444 | HaileaVB-800G |  |  | 150 | 40 | HaileaVB-800G | 0.4
| 600 | 225 | 5 | 45 |  |  | 1125 |  | Pedrollo VXM | 2 | 945.6 | 9456 |  | 0.55 | 5.5 |  | 1339.25 | 1.3393 | [10 empty] | HaileaVB-390G | 180.41 | pump | Orionair | https://www.orionairsales.co.uk/air-blowers-and-pumps-349-c.asp | 2021-10-07 | 10.2 |  | 200 | 52.7258 | HaileaVB-800G |  |  | 200 | 53 | HaileaVB-800G | 0.4
| 800 | 300 | 7 | 42.8571 |  |  | 1071.4286 |  | Pedrollo VXM | 2 | 945.6 | 13238.4 |  | 0.55 | 7.7 |  | 1874.95 | 1.875 |  | Enviro 60 | [8 empty] | HaileaVB-800G | 267.74 | pump | Orionair | https://www.orionairsales.co.uk/air-blowers-and-pumps-349-c.asp | 2021-10-07 | 17 |  | 300 | 79.0887 | HaileaVB-2200G |  |  | 300 | 79 | HaileaVB-2200G | 0.6
| 1000 | 375 | 8 | 46.875 |  |  | 1171.875 |  | Pedrollo VXM | 2 | 945.6 | 15129.6 |  | 0.55 | 8.8 |  | 2142.8 | 2.1428 |  | Source | Price | Link | Accessed | [5 empty] | HaileaVB-2200G | 396.29 | pump | Orionair | https://www.orionairsales.co.uk/air-blowers-and-pumps-349-c.asp | 2021-10-07 | 17 |  | 400 | 105.4516 | HaileaVB-2200G |  |  | 400 | 105 | HaileaVB-2200G | 0.6
[20 empty] | Koi Zone | 84.95 | https://www.koi-zone.co.uk/Enviro-ET-60-Airpump | 2021-10-07 | [13 empty] | 500 | 131.8145 | HaileaVB-2200G |  |  | 500 | 132 | HaileaVB-2200G | 0.6
[20 empty] | Orionair | 84.91 | https://www.orionairsales.co.uk/enviro-et60-et-air-pump-blower-60lmin-15-bar-55w-240v50hz-5701-p.asp | 2021-10-07 | [13 empty] | 600 | 158.1774 |  |  |  | 600 | 158 | SCB2-210 | 1.1
[7 empty] | Redundancy Design | [12 empty] | MPCservices | 85.99 | https://www.mpcservices.co.uk/charles-austen-et60-compressor.html | 2021-10-07 | [13 empty] | 800 | 210.9032 |  |  |  | 800 | 211 | SCB2-318 | 2.2
[7 empty] | Double the pumps required for failure and high loads | [29 empty] | 1000 | 263.629 |  |  |  | 1000 | 264 | SCB2-318 | 2.2
[9 empty] | APP SV 150A | 1 | 184.8 | 184.8
[9 empty] | APP SV 150A | 1 | 184.8 | 184.8 | [7 empty] | Enviro 100
[9 empty] | APP SV 250A | 1 | 231.6 | 231.6 | [7 empty] | Source | Price | Link | Accessed
[9 empty] | Clarke HSEC | 1 | 217.98 | 217.98 | [7 empty] | Koi Zone | 129.95 | https://www.koi-zone.co.uk/Enviro-ET-100-Airpump | 2021-10-07
[9 empty] | DAB Feka | 1 | 330.12 | 330.12 | [7 empty] | Orionair | 129.57 | https://www.orionairsales.co.uk/air-blowers-and-pumps-349-c.asp | 2021-10-07
[9 empty] | JS 1500 SV | 1 | 645.6 | 645.6 | [7 empty] | MPCservices | 129.6 | https://www.mpcservices.co.uk/charles-austen-et100-compressor.html | 2021-10-07
[9 empty] | TT Pumps DGO 200/280 | 1 | 940.8 | 940.8
[9 empty] | JS 1500 SV | 1 | 645.6 | 1291.2
[9 empty] | TT Pumps DGO 200/280 | 1 | 940.8 | 1881.6
[9 empty] | TT Pumps DGO 200/280 | 1 | 940.8 | 2822.4
[9 empty] | TT Pumps DGO 200/280 | 1 | 940.8 | 3763.2 | [7 empty] | Enviro 150
[9 empty] | Pedrollo VXM | 2 | 945.6 | 7564.8 | [7 empty] | Source | Price | Link | Accessed
[9 empty] | Pedrollo VXM | 2 | 945.6 | 9456 | [7 empty] | Koi Zone | 289.95 | https://www.koi-zone.co.uk/Enviro-ET-100-Airpump | 2021-10-07
[9 empty] | Pedrollo VXM | 2 | 945.6 | 13238.4 | [7 empty] | Orionair | 290.57 | https://www.orionairsales.co.uk/air-blowers-and-pumps-349-c.asp | 2021-10-07
[9 empty] | Pedrollo VXM | 2 | 945.6 | 15129.6 | [7 empty] | MPCservices | 283.2 | https://www.mpcservices.co.uk/charles-austen-et150-compressor.html | 2021-10-07
[7 empty] | Design and Redundancy | [12 empty] | Enviro 250
[9 empty] | Pump | No. | Overall Price | [8 empty] | Source | Price | Link | Accessed
[9 empty] | APP SV 150A | 2 | 369.6 | [8 empty] | Koi Zone | 395 | https://www.koi-zone.co.uk/Enviro-ET-250-Airpump | 2021-10-07
[9 empty] | APP SV 150A | 2 | 369.6 | [8 empty] | Orionair | 400.24 | https://www.orionairsales.co.uk/air-blowers-and-pumps-349-c.asp | 2021-10-07
[9 empty] | APP SV 250A | 2 | 463.2 | [8 empty] | MPCservices | 378 | https://www.mpcservices.co.uk/charles-austen-et250-compressor.html | 2021-10-07 | [13 empty] | Price | Source |  |  | Power
[9 empty] | Clarke HSEC | 2 | 435.96 | [24 empty] | SCB2-145 | 600 | Correspondance |  |  | 0.8
[9 empty] | DAB Feka | 2 | 660.24 | [18 empty] | Hailea | [5 empty] | SCB2-210 | 700
[9 empty] | JS 1500 SV | 2 | 1291.2 | [8 empty] | ET400 |  |  |  |  | Secoh JDK-S-400 |  |  |  |  | VB-390G
[9 empty] | TT Pumps DGO 200/280 | 2 | 1881.6 | [8 empty] | Source | Price | Link | Accessed |  | Source | Price | Link | Accessed |  | Source | Price | Link | Accessed
[9 empty] | JS 1500 SV | 4 | 2582.4 | [8 empty] | MPCservices | 564 | https://www.mpcservices.co.uk/charles-austen-et400-compressor.html | 2021-10-07 |  | MPCservices | 678 | https://www.mpcservices.co.uk/secoh-jdk-s-400-linear-diaphragm-air-pump.html | 2021-10-07 |  | Orionair | 180.41 | https://www.orionairsales.co.uk/air-blowers-and-pumps-349-c.asp | 2021-10-07 |  |  | SCB2-318 | 900
[9 empty] | TT Pumps DGO 200/280 | 4 | 3763.2
[9 empty] | TT Pumps DGO 200/280 | 6 | 5644.8
[9 empty] | TT Pumps DGO 200/280 | 8 | 7526.4 | [8 empty] | ET500 |  |  |  |  | Secoh JDK-S-500
[9 empty] | Pedrollo VXM | 16 | 15129.6 | [8 empty] | Source | Price | Link | Accessed |  | Source | Price | Link | Accessed
[9 empty] | Pedrollo VXM | 20 | 18912 | [8 empty] | MPCservices | 732 | https://www.mpcservices.co.uk/charles-austen-et500-compressor.html | 2021-10-07 |  | MPCservices | 726 | https://www.mpcservices.co.uk/secoh-jdk-s-500-linear-diaphragm-air-pump.html | 2021-10-07
[9 empty] | Pedrollo VXM | 28 | 26476.8
[9 empty] | Pedrollo VXM | 32 | 30259.2 | [18 empty] | VB-800G
[30 empty] | Source | Price | Link | Accessed
[30 empty] | Orionair | 267.74 | https://www.orionairsales.co.uk/air-blowers-and-pumps-349-c.asp | 2021-10-07
Pumps
1050
| Sewage Pumps |  | all at 230 v | [26 empty] | VB-2200G
| Name | Max Flow rate (l/min) | Price |  | Power (kW) |  | Link | Acessed | [21 empty] | Source | Price | Link | Accessed
| Clarke HSEC | 290 | 217.98 |  | 0.665 |  | https://www.pumpsalesdirect.co.uk/clarke-hsec-650a-230v.html | 2021-11-11 | [21 empty] | Orionair | 396.29 | https://www.orionairsales.co.uk/air-blowers-and-pumps-349-c.asp | 2021-10-07
| Clarke SWP900A | 350 | 239.4 |  | 1.1 |  | https://www.pumpsalesdirect.co.uk/clarke-swp900a-heavy-duty-submersible-sewage-pump-with-float-switch-230v.html | 2021-11-11
| DAB Feka | 533 | 330.12 |  | 0.9 |  | https://www.pumpsalesdirect.co.uk/dab-feka-vs-550-ma.html | 2021-11-11
| JS 650 SV | 300 | 354 |  | 0 |  | https://www.pumpsalesdirect.co.uk/js-650sv-auto-230v.html | 2021-11-11
| Pedrollo VXM | 650 | 472.8 |  | 0.55 |  | https://www.pumpsalesdirect.co.uk/pedrollo-vxm-8-50.html | 2021-11-11
| Hippo 50 | 300 | 538.79 |  | 0.37 |  | https://www.jtpumps.co.uk/hippo-50-heavy-duty-sewage-submersible-pump-6m-lift-605-p.asp | 2021-11-11
| Clarke HSEC 650A | 290 | 274.8 |  | 0.665 |  | https://www.machinemart.co.uk/p/clarke-2inch-industrial-submersible-water-pump/ | 2021-11-11
| Clarke SWP900A | 350 | 287.98 |  | 1.1 |  | https://www.machinemart.co.uk/p/clarke-swp900a-1-5-stainless-steel-submersibl/ | 2021-11-11
| APP SV 150A | 170 | 184.8 |  | 0.15 |  | https://floodandwaterpumps.co.uk/app-sv-submersible-stainless-steel-pump-4354-p.asp | 2021-11-11
| APP SV 250A | 220 | 231.6 |  | 0.25 |  | https://floodandwaterpumps.co.uk/app-sv-submersible-stainless-steel-pump-4354-p.asp | 2021-11-11
| JS 1500 SV | 750 | 645.6 |  | 1.5 |  | https://www.pumpsalesdirect.co.uk/js-1500-sv-submersible-sewage-vortex-pump-230v.html | 2021-11-11
| TT Pumps DGO 200/280 | 960 | 940.8 |  | 1.7 |  | https://www.pumpsalesdirect.co.uk/tt-pumps-dgo-200-2-80-submersible-sewage-pump-manual-230v.html | 2021-11-11
| 20 | 15 | 15 | 15 | 15 | 15 | 15 | 15 | 15 | 15 | 15 | 15 | 15 | 15 | 15 | 15
| 5 | 10 | 20 | 30 | 50 | 75 | 100 | 150 | 200 | 300 | 400 | 500 | 600 | 700 | 800 | 1000
| 25 | 37.5 | 75 | 112.5 | 187.5 | 281.25 | 375 | 562.5 | 750 | 1125 | 1500 | 1875 | 2250 | 2625 | 3000 | 3750
| 25 | 50 | 100 | 150 | 250 | 375 | 500 | 750 | 1000 | 1500 | 2000 | 2500 | 3000 | 3500 | 4000 | 5000

## Wetland Operation
Gernal Maintance Requirements of the systems
| Frequency |  | Price
Site visits (pipe cleaning) | Once per Month |  | 35.125
Reed harversting | Once per year |  | 35.125
VF
Refurbishment
Every 10 years
Surface scrapping 0.2m |  |  | Excavation
Replanting |  |  | Same Plant Costs
New sand |  |  | Media for 0.2m depth
No data on the operational costs, so from Gaby's spreadsheet
AHF |  |  |  | Blower Maintaince |  |  | Blower |  |  |  | Blower |  |  |  | Blower |  |  |  |  | Blower |  |  |  | Blower
Refurbishment |  |  |  | Unit | Replacement Frequency, years |  | Enviro 30 | Unit Price | Source | Accessed | Enviro 60 | Unit Price | Source | Accessed | HaileaVB-390G |  | Unit Price | Source | Accessed | HaileaVB-800G | Unit Price | Source | Accessed | HaileaVB-2200G | Unit Price | Source | Accessed
62% of new build |  | Freeman 2018 |  | Filter | 1 |  | Service Kit | 50.4 | https://www.drainstore.com/plant-and-pump-spares/air-pumps/charles-austen/charles-austen-serivce-kits-spares/charles-austen-et-60-air-blowercompressor-service-kit/ |  | Service Kit | 50.4 | https://www.drainstore.com/plant-and-pump-spares/air-pumps/charles-austen/charles-austen-serivce-kits-spares/charles-austen-et-60-air-blowercompressor-service-kit/ |  | Filter | 44 | 46 | Gaby's Spreadsheet |  | Filter | 46 |  |  | Filter | 46
Every 10 years |  |  |  | Non-return valve | 15 | [9 empty] | Non-return valve | 260 | 275 |  |  | Non-return valve | 275 |  |  | Non-return valve | 275
|  |  |  | Pressure relief vavle | 15 |  | Frequency | 1.5 | years |  | Frequency | 1.5 | years |  | Pressure relief vavle | 100 | 106 |  |  | Pressure relief vavle | 106 |  |  | Pressure relief vavle | 106
|  |  |  | Silencer | 3 | [9 empty] | Silencer | 30 | 31 |  |  | Silencer | 31 |  |  | Silencer | 31
|  |  |  | Bearing | 5 |  | Filter | [7 empty] | Bearing | 1000 | 1061 |  |  | Bearing | 1061 |  |  | Bearing | 1061
[7 empty] | Non-return valve | 275 |  |  | Non-return valve | 275
|  |  |  | Replacement time | 1 hour per unit |  | Pressure relief vavle | 106 |  |  | Pressure relief vavle | 106
[7 empty] | Yearly Maintaince |  |  |  | Yearly Maintaince |  |  |  | Yearly Maintaince |  |  |  |  | Yearly Maintaince |  |  |  | Yearly Maintaince
[7 empty] | Parts | 59 |  |  | Parts | 59 |  |  | Parts | #DIV/0! | 293.9333 |  |  | Parts | 293.9333 |  |  | Parts | 293.9333
[7 empty] | Labour | 28.1 |  |  | Labour | 28.1 |  |  | Labour |  | 58.5417 |  |  | Labour | 58.5417 |  |  | Labour | 58.5417
These parts costs are higher than the pump
Systems report no maintance requirements, have a 12 month warranty
Pump will be planned for replacement every 2 years
[15 empty] | Part |  | 90.205 |  |  | Part | 133.87 |  |  | Part | 198.145
[15 empty] | Maintance |  | 17.5625 |  |  | Maintance | 17.5625 |  |  | Maintance | 17.5625
|  |  |  | Electricity | Power demand (kW) | Usage | Power Requirement (kWh) |  |  | Cost (£/year)
|  |  |  | Enviro 30 | 0.03 | 8760 | 262.8 |  |  | 9.3648
|  |  |  | Enviro 60 | 0.06 | 8760 | 525.6 |  |  | 18.7296
|  |  |  | HaileaVB-390G | 0.37 | 8760 | 3241.2 |  |  | 115.4989
|  |  |  | HaileaVB-800G | 0.4 | 8760 | 3504 |  |  | 124.8637
|  |  |  | HaileaVB-2200G | 0.6 | 8760 | 5256 |  |  | 187.2955

## Sheet1 (hidden)
| PE | Septic Tank | [10 empty] | A
| 5 | 15 | 25 | 37.5 | 50 | 62.5 | 75 | 87.5 | 100 | 112.5 | 125 | 25 | 10.2 | 3 | 1
| 10 | 30 | 50 | 75 | 100 | 125 | 150 | 175 | 200 | 225 | 250 | 50 | 20.4 | 4.0452 | 1.3484
| 20 | 60 | 100 | 150 | 200 | 250 | 300 | 350 | 400 | 450 | 500 | 100 | 40.8 | 5.7208 | 1.9069
| 30 | 90 | 150 | 225 | 300 | 375 | 450 | 525 | 600 | 675 | 750 | 150 | 61.2 | 7.0065 | 2.3355
| 50 | 150 | 250 | 375 | 500 | 625 | 750 | 875 | 1000 | 1125 | 1250 | 250 | 102 | 9.0453 | 3.0151
| 75 | 225 | 375 | 562.5 | 750 | 937.5 | 1125 | 1312.5 | 1500 | 1687.5 | 1875 | 375 | 153 | 11.0782 | 3.6927
| 100 | 300 | 500 | 750 | 1000 | 1250 | 1500 | 1750 | 2000 | 2250 | 2500 | 500 | 204 | 12.792 | 4.264
Area of ABR VF
[12 empty] | 5 | 5 | 5 | 6
PE | [11 empty] | 7.0711 | 7.0711 | 7.0711 | 8.4195
| SAF | ABR-VF | ABR-AHF | [8 empty] | 10 | 10 | 10 | 11.9069
5 | 7.704 | 30 | 15.7317 | [8 empty] | 12.2474 | 12.2474 | 12.2474 | 14.5829
10 | 13.054 | 59.5346 | 30.9486 | [8 empty] | 15.8114 | 15.8114 | 15.8114 | 18.8265
20 | 36.666 | 119.0693 | 61.8972 | [8 empty] | 19.3649 | 19.3649 | 19.3649 | 23.0577
30 | 18.9072 | 178.6039 | 92.8458 | [8 empty] | 22.3607 | 22.3607 | 22.3607 | 26.6247
50 | 30.4992 | 297.6731 | 154.7429
75 | 35.247 | 446.5097 | 232.1144
100 | 42.16 | 595.3463 | 309.4859
Area of ABR- AHF
[12 empty] | 1.8439 | 5.5317 | 2.8439 | 5.5317
[12 empty] | 2.6077 | 7.823 | 3.9561 | 7.823
[12 empty] | 3.6878 | 11.0635 | 5.5947 | 11.0635
[12 empty] | 4.5166 | 13.5499 | 6.8521 | 13.5499
[12 empty] | 5.831 | 17.4929 | 8.8461 | 17.4929
[12 empty] | 7.1414 | 21.4243 | 10.8342 | 21.4243
[12 empty] | 8.2462 | 24.7386 | 12.5102 | 24.7386
3.6 | 6.1 | 9.7 | 7.8 | 10.8 | 11.37 | 13.6
2.14 | 2.14 | 3.78 | 2.424 | 2.824 | 3.1 | 3.1
7.704 | 13.054 | 36.666 | 18.9072 | 30.4992 | 35.247 | 42.16

## Septic Tank - BS (hidden)
British Standard |  |  |  | 5 PE | [25 empty] | 10 PE | [24 empty] | 20 PE | [12 empty] | 30PE | [13 empty] | 50 PE | [12 empty] | 75 PE | [12 empty] | 100 PE | [13 empty] | 200 PE | [11 empty] | 300 PE | [11 empty] | 400 PE | [11 empty] | 500 PE | [11 empty] | 600 PE | [11 empty] | 800 PE | [11 empty] | 1000 PE
|  |  |  | Scenario | [9 empty] | Sizing |  |  |  |  | Scenario | [7 empty] | Sizing |  |  | Scenario | [7 empty] | Sizing |  |  |  | Scenario | [9 empty] | Sizing |  |  | Scenario | [9 empty] | Sizing |  |  |  | Scenario | [9 empty] | Sizing |  |  |  | 50 PE | Desludging every 6 months | Dry Conditions |  | Inflation | 0.02 | Shallow Dig |  |  | Sizing |  |  |  | 75 PE | Desludging every 6 months | Dry Conditions |  | Inflation | 0.02 | Shallow Dig |  |  | Sizing |  |  |  | 100 PE | Desludging every 6 months | Dry Conditions |  | Inflation | 0.02 | Shallow Dig |  |  | Sizing
| Tank Sizing Formula |  |  | 5 PE | Desludging every 6 months | Dry Conditions |  | Inflation | 0.02 | Onion |  |  |  | Excavation Requirements |  |  |  |  | 5 PE | Desludging every 6 months | Dry Conditions |  | Inflation | 0.02 | Shallow Dig |  | Excavation Requiremnets |  |  | 10 PE | Desludging every 6 months | All Conditions |  | Inflation | 0.02 | Onion |  | Excavation Requirements |  |  |  | 10 PE | Desludging every 6 months | Dry Conditions |  | Inflation | 0.02 | Shallow Dig |  |  |  | Excavation Requiremnets |  |  | 20 PE | Desludging every 6 months | Dry Conditions |  | Inflation | 0.02 | Shallow Dig |  |  |  | Excavation Requiremnets |  |  |  | 30 PE | Desludging every 6 months | Dry Conditions |  | Inflation | 0.02 | Shallow Dig |  |  |  | Excavation Requiremnets |  |  |  | Construction Costs | [8 empty] | Excavation Requiremnets |  |  |  | Construction Costs | [8 empty] | Excavation Requiremnets |  |  |  | Construction Costs |  | 22000 l TANK | [6 empty] | Excavation Requiremnets
|  |  |  | Construction Costs | [5 empty] | Onion |  |  |  | Depth | 2599 | mm |  |  | Construction Costs | [10 empty] | Construction Costs | [7 empty] | Depth | 2810 | mm |  | Construction Costs | [12 empty] | Construction Costs | [13 empty] | Construction Costs | [13 empty] | Item | Unit | Ref | Ref (2021) | Cost (£) | [8 empty] | Item | Unit | Ref | Ref (2021) | Cost (£) | [8 empty] | Item | Unit | Ref | Ref (2021) | Cost (£)
| Septic Tank Sizing |  | =PEx180+2000 | Item | Unit | Ref | Ref (2021) | Cost (£) |  | Costing | 5 PE |  |  |  | +Concrete Bed |  |  |  | Item | Unit | Ref | Ref (2021) | Cost (£) |  |  |  | No Slab needed for Dry Conidtions just gravel backfill |  |  | Item | Unit | Ref | Ref (2021) | Cost (£) |  |  |  |  | +Concrete Bed |  |  | Item | Unit | Ref | Ref (2021) | Cost (£) | [5 empty] | No Slab needed for Dry Conidtions just gravel backfill |  |  | Item | Unit | Ref | Ref (2021) | Cost (£) | [5 empty] | No Slab needed for Dry Conidtions just gravel backfill |  |  |  | Item | Unit | Ref | Ref (2021) | Cost (£) | [5 empty] | Tank Size |  |  |  | Septic tank (ST) | 1 | 2910 | 2910 | 2910 |  |  |  |  | Height | 2650 |  |  | Septic tank (ST) | 1 | 3114 | 3114 | 3114 |  |  |  |  | Height | 2650 |  |  | Septic tank (ST) | 1 | 4861 | 4861 | 4861 |  |  |  |  | Height | 3710
|  |  |  | 2800 L Septic Tank (Onion) | 1 | 596.4 | 596.4 | 596.4 |  |  | £ |  |  | Bed Depth | 300 | mm |  |  | Septic tank (SD) | 1 | 834 | 834 | 834 |  |  |  | Wet conditions fill with concrete |  |  | 3800 L Septic Tank (Onion) | 1 | 765 | 765 | 765 |  |  |  | Bed Depth | 300 | mm |  | Septic tank (SD) | 1 | 1090 | 1090 | 1090 | [5 empty] | Wet conditions fill with concrete |  |  | Septic tank (SD) | 1 | 1678.8 | 1678.8 | 1678.8 | [5 empty] | Wet conditions fill with concrete |  |  |  | Septic tank (ST) | 1 | 2285 | 2285 | 2285 | [5 empty] | Hieght | 2110 | mm |  | Excation | 39.7246 | 11.958 | 11.958 | 475.028 |  |  |  |  | Length | 4750 |  |  | Excation | 47.3725 | 11.958 | 11.958 | 566.482 |  |  |  |  | Length | 5780 |  |  | Excation | 73.2509 | 11.958 | 11.958 | 875.9378 |  |  |  |  | Length | 5073
| Flow |  |  | Excation | 18.1187 | 11.958 | 11.958 | 216.6648 |  | Dry, 6mo | 11083.9078 | [7 empty] | Excation | 11.4226 | 11.958 | 11.958 | 136.592 |  |  |  | Tank Size |  |  | Excation | 19.5 | 11.958 | 11.958 | 233.1819 | [7 empty] | Excation | 18.2736 | 11.958 | 11.958 | 218.5166 | [5 empty] | Tank Size |  |  | Excation | 21.6804 | 11.958 | 11.958 | 259.2552 | [5 empty] | Tank Size |  |  |  | Excation | 25.5768 | 11.958 | 11.958 | 305.8491 | [5 empty] | Width | 2080 | mm |  | Concrete | 2.7317 | 99.5089 | 99.5089 | 271.831 |  |  |  |  | Width | 1917 |  |  | Concrete | 3.3241 | 99.5089 | 99.5089 | 330.7754 |  |  |  |  | Width | 1917 |  |  | Concrete | 3.9874 | 99.5089 | 99.5089 | 396.7797 |  |  |  |  | Width | 2620
| 0.15 | PE |  | Concrete | 1 | 99.5089 | 99.5089 | 99.5089 |  | Dry, 12mo | 11265.5363 |  |  | Tank Width (Radius) | 2075 | mm |  |  | Backfill (pea shingle) | 3.5 | 36.7186 | 38.9661 | 136.3814 | [6 empty] | Concrete | 3.6 | 99.5089 | 99.5089 | 358.2321 |  |  |  | Tank Width (Radius) | 2075 | mm |  | Backfill (pea shingle) | 13.6771 | 36.7186 | 38.9661 | 532.9435 | [8 empty] | Backfill (pea shingle) | 14.8624 | 36.7186 | 38.9661 | 579.1306 | [9 empty] | Backfill (pea shingle) | 17.5768 | 36.7186 | 38.9661 | 684.9012 | [5 empty] | Length | 3360 | mm |  | Backfill (pea shingle) | 24.9928 | 36.7186 | 38.9661 | 973.873 | [8 empty] | Backfill (pea shingle) | 29.0484 | 36.7186 | 38.9661 | 1131.9021 | [8 empty] | Backfill (pea shingle) | 51.2509 | 36.7186 | 38.9661 | 1997.0482
|  |  |  | Backfill (pea shingle) | 3 | 36.7186 | 38.9661 | 116.8983 |  | Wet, 6mo | 6488.9078 | [15 empty] | Height | 1440 |  | Backfill (pea shingle) | 6.2 | 36.7186 | 38.9661 | 241.5898 | [7 empty] | Man Hours | [9 empty] | Height | 1620 |  | Concrete | 1.9 | 99.5089 | 99.5089 | 189.067 | [5 empty] | Height | 1620 | [25 empty] | Excess | 300 | mm | [10 empty] | Excess | 300 | mm | [10 empty] | Excess | 300 | mm
[10 empty] | Wet, 12mo | 6670.5363 | [67 empty] | Excess | 300 | mm |  | Sub Total |  |  |  | 4630.7321 | [8 empty] | Sub Total |  |  |  | 5143.1595 | [8 empty] | Sub Total |  |  |  | 8130.7656
| PE | Tank Size (min) | [11 empty] | Excess | 2500 | mm | [10 empty] | Width | 1190 | [9 empty] | Excess | 2500 | mm | [11 empty] | Width | 1225 | [11 empty] | Width | 1425 |  |  | Sub Total |  |  |  | 3275.7504 | [18 empty] | Excation | 39.7246 | m3 | [10 empty] | Excation | 47.3725 | m3 | [10 empty] | Excation | 73.2509
| 5 | 2900 |  | Sub Total |  |  |  | 1029.4721 | [10 empty] | Sub Total |  |  |  | 1106.9733 |  |  |  | Length | 2700 |  | Sub Total |  |  |  | 1598.0039 | [7 empty] | Sub Total |  |  |  | 1841.4601 | [5 empty] | Length | 3900 |  | Sub Total |  |  |  | 2706.2527 | [5 empty] | Length | 4275 | [12 empty] | Excation | 25.5768
| 10 | 3800 | [12 empty] | 18.1187 | m3 | [22 empty] | 19.4375 | m3 | [51 empty] | Conrete Slab | 2.7317 | [11 empty] | Conrete Slab | 3.3241 | [11 empty] | Conrete Slab | 3.9874
| 20 | 5600 | 182.41 | [23 empty] | Excesses | [24 empty] | Excesses | [12 empty] | Excesses
| 30 | 7400 | [35 empty] | Backfill | [79 empty] | Backfill height
| 50 | 11000 | 404.952 | 5 PE | Desludging every 6 months | Wet Conditions |  | Inflation | 0.02 |  |  |  |  | If Dry Conditions | Backfill with pea shingle |  |  |  | 5 PE | Desludging every 6 months | Wet |  | Inflation | 0.02 | Shallow Dig |  | Dry | [14 empty] | 10 PE | Desludging every 6 months | Wet |  | Inflation | 0.02 | Shallow Dig |  |  |  | Dry | [12 empty] | Dry | [53 empty] | 3010 | mm
| 75 | 15500 | 506.19 | [10 empty] | If wet conditions | Backfill with concrete | [11 empty] | Width | 400 | mm | [8 empty] | Up to invert | [13 empty] | Width | 400 | mm | 20 PE | Desludging every 6 months | Wet |  | Inflation | 0.02 | Shallow Dig |  |  |  | Width | 400 | mm |  | 30 PE | Desludging every 6 months | Dry Conditions |  | Inflation | 0.02 | Shallow Dig | [33 empty] | 100 PE | Desludging every 6 months | Wet Conditions |  | Inflation | 0.02 | Shallow Dig
| 100 | 20000 | 674.92 | Construction Costs | [22 empty] | Depth | 200 | mm | [22 empty] | Depth | 300 | mm | [10 empty] | Depth | 300 | mm |  | Construction Costs | [13 empty] | 50 PE | Desludging every 6 months | Wet Conditions |  | Inflation | 0.02 | Shallow Dig | [6 empty] | 50 PE | Desludging every 6 months | Wet Conditions |  | Inflation | 0.02 | Shallow Dig | [6 empty] | Construction Costs |  | 22000 l TANK
|  |  |  | Item | Unit | Ref | Ref (2021) | Cost (£) | [5 empty] | Backfill volume |  |  |  |  | Item | Unit | Ref | Ref (2021) | Cost (£) | [14 empty] | Height | 1819 | mm |  | Item | Unit | Ref | Ref (2021) | Cost (£) | [22 empty] | Item | Unit | Ref | Ref (2021) | Cost (£) | [9 empty] | Item | Unit | Ref | Ref (2021) | Cost (£) | [8 empty] | Item | Unit | Ref | Ref (2021) | Cost (£) | [8 empty] | Item | Unit | Ref | Ref (2021) | Cost (£)
|  |  |  | 2800 L Septic Tank (Onion) | 1 | 596.4 | 596.4 | 596.4 | [6 empty] | Fill gap from 2000mm-2500 upto 1550mm height |  |  |  | Septic tank (SD) | 1 | 834 | 834 | 834 |  |  |  | Wet | [10 empty] | Width | 2500 | mm |  | Septic tank (SD) | 1 | 1090 | 1090 | 1090 | [5 empty] | Wet |  |  | Item | Unit | Ref | Ref (2021) | Cost (£) | [5 empty] | Wet |  |  |  | Septic tank (ST) | 1 | 1745 | 1745 | 1745 | [9 empty] | Septic tank (ST) | 1 | 2910 | 2910 | 2910 | [8 empty] | Septic tank (ST) | 1 | 3114 | 3114 | 3114 | [8 empty] | Septic tank (ST) | 1 | 4861 | 4861 | 4861
|  |  |  | Excation (17.2 m3) | 18.1187 | 11.958 | 11.958 | 216.6648 | [6 empty] | 3.1743 | m3 |  |  | Excation | 12.1191 | 11.958 | 11.958 | 144.9208 |  |  |  | Width | 400 | mm | [8 empty] | Tank | 2075 | mm |  | Excation | 18.2736 | 11.958 | 11.958 | 218.5166 | [5 empty] | Width | 200 | mm | Septic tank (SD) | 1 | 1090 | 1090 | 1090 | [5 empty] | Width | 200 | mm |  | Excation | 25.5768 | 11.958 | 11.958 | 305.8491 | [9 empty] | Excation | 39.7246 | 11.958 | 11.958 | 475.028 | [8 empty] | Excation | 47.3725 | 11.958 | 11.958 | 566.482 | [8 empty] | Excation | 73.2509 | 11.958 | 11.958 | 875.9378
|  |  |  | Concrete (1m3) | 4 | 99.5089 | 99.5089 | 398.0357 | [5 empty] | Final height refilled with soil |  |  |  |  | Concrete | 4 | 99.5089 | 99.5089 | 398.0357 |  |  |  | Depth | 300 | mm | [12 empty] | Concrete | 13.6771 | 99.5089 | 99.5089 | 1360.9942 | [5 empty] | Depth | 300 | mm | Excation | 21.6804 | 11.958 | 11.958 | 259.2552 | [5 empty] | Depth | 300 | mm |  | Concrete | 17.5768 | 99.5089 | 99.5089 | 1749.0533 | [9 empty] | Concrete | 27.7246 | 99.5089 | 99.5089 | 2758.8405 | [8 empty] | Concrete | 32.3725 | 99.5089 | 99.5089 | 3221.3485 | [8 empty] | Concrete | 51.2509 | 99.5089 | 99.5089 | 5099.9232
[39 empty] | 2.7778 | m3 | [14 empty] | Concrete | 16.7624 | 99.5089 | 99.5089 | 1668.0104
[27 empty] | Total Excavation | [24 empty] | Total Excavation | [12 empty] | Total Excavation | [17 empty] | Sub Total |  |  |  | 6143.8685 | [8 empty] | Sub Total |  |  |  | 6901.8305
|  |  |  | Sub Total |  |  |  | 1211.1006 | [5 empty] | Information from Clearwater data attachment |  |  |  |  | Sub Total |  |  |  | 1376.9565 |  |  |  | Dry | [14 empty] | Sub Total |  |  |  | 2669.5107 | [5 empty] | Dry | [12 empty] | Dry |  |  |  | Sub Total |  |  |  | 3799.9024 | [35 empty] | Sub Total |  |  |  | 10836.861
[27 empty] | Area | 6.965 | [9 empty] | Slab | [13 empty] | Area | 9.5175 |  | Sub Total |  |  |  | 3017.2657 | [5 empty] | Area | 11.2919
[27 empty] | Volume | 11.4226 | m3 | [8 empty] | Depth | 150 | mm | [11 empty] | Volume | 18.2736 | m3 | [10 empty] | Volume | 21.6804 | m3
[38 empty] | Width | 2500 | mm
[27 empty] | Wet | [10 empty] | Volume | 0.73631 | [12 empty] | Wet |  |  | Desludging | [9 empty] | Wet
[27 empty] | Area | 6.965 | [23 empty] | Area | 9.5175 |  | Unit Cost |  | 193.5 | 193.5 | [6 empty] | Area | 11.2919
[27 empty] | Volume | 12.1191 | [9 empty] | Total Concrete Requirement | [13 empty] | Volume | 18.2736 | [11 empty] | Volume | 21.6804
[39 empty] | 3.5141 | [69 empty] | 100 PE | Desludging every 6 months | Wet Conditions |  | Inflation | 0.02 | Shallow Dig
[27 empty] | Back fill | [10 empty] | Shingle Requirement | [13 empty] | Back fill | [12 empty] | Back fill | [43 empty] | Construction Costs |  | 20000 l TANK | [6 empty] | Excavation Requiremnets
[27 empty] | Dry | 6.7959 | m3 | [22 empty] | Dry | 13.6771 | m3 | [10 empty] | Dry | 14.8624 | m3 | [41 empty] | Item | Unit | Ref | Ref (2021) | Cost (£)
[38 empty] | Total Height | 3110 | mm | [68 empty] | Septic tank (ST) | 1 | 5184 | 5184 | 5184 |  |  |  |  | Height | 3500
[27 empty] | Wet | 7.4924 | m3 | [8 empty] | Concrete Height | 1819 | mm | [11 empty] | Wet | 13.6771 | m3 | [10 empty] | Wet | 14.8624 | m3 | [41 empty] | Excation | 60.3725 | 11.958 | 11.958 | 721.9371 |  |  |  |  | Length | 4525
[38 empty] | Total Width | 2500 | mm | [68 empty] | Concrete | 40.3725 | 99.5089 | 99.5089 | 4017.4242 |  |  |  |  | Width | 2500
[38 empty] | Tank Width | 460 | mm
[27 empty] | Half back fill is with soil for this tank | [90 empty] | Excess | 300 | mm
[39 empty] | 6.1226 | [69 empty] | Sub Total |  |  |  | 9923.3614
[118 empty] | Excation | 60.3725
[118 empty] | Conrete Slab | 3.3937
Backfill height
[119 empty] | 3010 | mm
[109 empty] | 100 PE | Desludging every 6 months | Dry |  | Inflation | 0.02 | Shallow Dig
[109 empty] | Construction Costs |  | 20000 l TANK
[109 empty] | Item | Unit | Ref | Ref (2021) | Cost (£)
[109 empty] | Septic tank (ST) | 1 | 6083 | 6083 | 6083
[109 empty] | Excation | 60.3725 | 11.958 | 11.958 | 721.9371
[109 empty] | Concrete | 3.3937 | 99.5089 | 99.5089 | 337.7084
[109 empty] | Backfill (pea shingle) | 36.9788 | 36.7186 | 38.9661 | 1440.9177
[109 empty] | Sub Total |  |  |  | 8583.5633
Leachfield
|  |  |  | Leachfield Area | [25 empty] | Leachfield Area | [10 empty] | Leachfield Area | [13 empty] | Leachfield Area | [13 empty] | Leachfield Area | [13 empty] | Leachfield Area | [12 empty] | Leachfield Area | [12 empty] | Leachfield Area | [13 empty] | Leachfield Area | [11 empty] | Leachfield Area | [11 empty] | Leachfield Area | [11 empty] | Leachfield Area | [11 empty] | Leachfield Area | [11 empty] | Leachfield Area | [11 empty] | Leachfield Area
|  |  |  | Vp | 15 | 20 | 30 | 40 | 50 | 60 | 70 | 80 | 90 | 100 | [15 empty] | Vp | 15 | 20 | 30 | 40 | 50 | 60 | 70 | 80 | 90 | 100 | Vp | 15 | 20 | 30 | 40 | 50 | 60 | 70 | 80 | 90 | 100 |  |  |  | Vp | 15 | 20 | 30 | 40 | 50 | 60 | 70 | 80 | 90 | 100 |  |  |  | Vp | 15 | 20 | 30 | 40 | 50 | 60 | 70 | 80 | 90 | 100 |  |  |  | Vp | 15 | 20 | 30 | 40 | 50 | 60 | 70 | 80 | 90 | 100 |  |  | Vp | 15 | 20 | 30 | 40 | 50 | 60 | 70 | 80 | 90 | 100 |  |  | Vp | 15 | 20 | 30 | 40 | 50 | 60 | 70 | 80 | 90 | 100 |  |  |  | Vp | 15 | 20 | 30 | 40 | 50 | 60 | 70 | 80 | 90 | 100 |  | Vp | 15 | 20 | 30 | 40 | 50 | 60 | 70 | 80 | 90 | 100 |  | Vp | 15 | 20 | 30 | 40 | 50 | 60 | 70 | 80 | 90 | 100 |  | Vp | 15 | 20 | 30 | 40 | 50 | 60 | 70 | 80 | 90 | 100 |  | Vp | 15 | 20 | 30 | 40 | 50 | 60 | 70 | 80 | 90 | 100 |  | Vp | 15 | 20 | 30 | 40 | 50 | 60 | 70 | 80 | 90 | 100 |  | Vp | 15 | 20 | 30 | 40 | 50 | 60 | 70 | 80 | 90 | 100
|  |  |  | P | 5 | 5 | 5 | 5 | 5 | 5 | 5 | 5 | 5 | 5 | [15 empty] | P | 10 | 10 | 10 | 10 | 10 | 10 | 10 | 10 | 10 | 10 | P | 10 | 10 | 10 | 10 | 10 | 10 | 10 | 10 | 10 | 10 |  |  |  | P | 20 | 20 | 20 | 20 | 20 | 20 | 20 | 20 | 20 | 20 |  |  |  | P | 30 | 30 | 30 | 30 | 30 | 30 | 30 | 30 | 30 | 30 |  |  |  | P | 50 | 50 | 50 | 50 | 50 | 50 | 50 | 50 | 50 | 50 |  |  | P | 75 | 75 | 75 | 75 | 75 | 75 | 75 | 75 | 75 | 75 |  |  | P | 100 | 100 | 100 | 100 | 100 | 100 | 100 | 100 | 100 | 100 |  |  |  | P | 200 | 200 | 200 | 200 | 200 | 200 | 200 | 200 | 200 | 200 |  | P | 300 | 300 | 300 | 300 | 300 | 300 | 300 | 300 | 300 | 300 |  | P | 400 | 400 | 400 | 400 | 400 | 400 | 400 | 400 | 400 | 400 |  | P | 500 | 500 | 500 | 500 | 500 | 500 | 500 | 500 | 500 | 500 |  | P | 600 | 600 | 600 | 600 | 600 | 600 | 600 | 600 | 600 | 600 |  | P | 800 | 800 | 800 | 800 | 800 | 800 | 800 | 800 | 800 | 800 |  | P | 1000 | 1000 | 1000 | 1000 | 1000 | 1000 | 1000 | 1000 | 1000 | 1000
|  |  |  | A | 18.75 | 25 | 37.5 | 50 | 62.5 | 75 | 87.5 | 100 | 112.5 | 125 | [15 empty] | A | 37.5 | 50 | 75 | 100 | 125 | 150 | 175 | 200 | 225 | 250 | A | 37.5 | 50 | 75 | 100 | 125 | 150 | 175 | 200 | 225 | 250 |  |  |  | A | 75 | 100 | 150 | 200 | 250 | 300 | 350 | 400 | 450 | 500 |  |  |  | A | 112.5 | 150 | 225 | 300 | 375 | 450 | 525 | 600 | 675 | 750 |  |  |  | A | 187.5 | 250 | 375 | 500 | 625 | 750 | 875 | 1000 | 1125 | 1250 |  |  | A | 281.25 | 375 | 562.5 | 750 | 937.5 | 1125 | 1312.5 | 1500 | 1687.5 | 1875 |  |  | A | 375 | 500 | 750 | 1000 | 1250 | 1500 | 1750 | 2000 | 2250 | 2500 |  |  |  | A | 750 | 1000 | 1500 | 2000 | 2500 | 3000 | 3500 | 4000 | 4500 | 5000 |  | A | 1125 | 1500 | 2250 | 3000 | 3750 | 4500 | 5250 | 6000 | 6750 | 7500 |  | A | 1500 | 2000 | 3000 | 4000 | 5000 | 6000 | 7000 | 8000 | 9000 | 10000 |  | A | 1875 | 2500 | 3750 | 5000 | 6250 | 7500 | 8750 | 10000 | 11250 | 12500 |  | A | 2250 | 3000 | 4500 | 6000 | 7500 | 9000 | 10500 | 12000 | 13500 | 15000 |  | A | 3000 | 4000 | 6000 | 8000 | 10000 | 12000 | 14000 | 16000 | 18000 | 20000 |  | A | 3750 | 5000 | 7500 | 10000 | 12500 | 15000 | 17500 | 20000 | 22500 | 25000
[107 empty] | 6.6667 | [13 empty] | 6.6667
|  |  |  | Three pronged field | [25 empty] | Pronges | 3 | 3 | 3 | 3 | 4 | 4 | 5 | 5 | 6 | 6 | Pronges | 3 | 3 | 3 | 3 | 4 | 4 | 5 | 5 | 6 | 6 |  |  |  | Pronges | 3 | 3 | 4 | 5 | 6 | 7 | 8 | 9 | 10 | 11 |  |  |  | Pronges | 3 | 4 | 6 | 7 | 9 | 10 | 12 | 13 | 15 | 16 |  |  |  | Pronges | 4 | 6 | 9 | 11 | 14 | 16 | 19 | 21 | 24 | 26 |  |  | Pronges | 6 | 9 | 13 | 16 | 20 | 24 | 28 | 31 | 35 | 39 |  |  | Pronges | 7 | 11 | 16 | 21 | 26 | 31 | 36 | 41 | 46 | 51 |  |  |  | Pronges | 7 | 11 | 16 | 21 | 26 | 31 | 36 | 41 | 46 | 51 |  | Pronges | 7 | 11 | 16 | 21 | 26 | 31 | 36 | 41 | 46 | 51 |  | Pronges | 7 | 11 | 16 | 21 | 26 | 31 | 36 | 41 | 46 | 51 |  | Pronges | 7 | 11 | 16 | 21 | 26 | 31 | 36 | 41 | 46 | 51 |  | Pronges | 7 | 11 | 16 | 21 | 26 | 31 | 36 | 41 | 46 | 51 |  | Pronges | 7 | 11 | 16 | 21 | 26 | 31 | 36 | 41 | 46 | 51 |  | Pronges | 7 | 11 | 16 | 21 | 26 | 31 | 36 | 41 | 46 | 51
|  |  |  | Length | 3.75 | 5 | 7.5 | 10 | 12.5 | 15 | 17.5 | 20 | 22.5 | 25 | [15 empty] | Length | 7.5 | 10 | 15 | 20 | 16.6667 | 20 | 17.5 | 20 | 18 | 20 | Length | 7.5 | 10 | 15 | 20 | 16.6667 | 20 | 17.5 | 20 | 18 | 20 |  |  |  | Length | 15 | 20 | 20 | 20 | 20 | 20 | 20 | 20 | 20 | 20 |  |  |  | Length | 22.5 | 20 | 18 | 20 | 18.75 | 20 | 19.0909 | 20 | 19.2857 | 20 |  |  |  | Length | 25 | 20 | 18.75 | 20 | 19.2308 | 20 | 19.4444 | 20 | 19.5652 | 20 |  |  | Length | 22.5 | 18.75 | 18.75 | 20 | 19.7368 | 19.5652 | 19.4444 | 20 | 19.8529 | 19.7368 |  |  | Length | 25 | 20 | 20 | 20 | 20 | 20 | 20 | 20 | 20 | 20 |  |  |  | Length | 50 | 40 | 40 | 40 | 40 | 40 | 40 | 40 | 40 | 40 |  | Length | 75 | 60 | 60 | 60 | 60 | 60 | 60 | 60 | 60 | 60 |  | Length | 100 | 80 | 80 | 80 | 80 | 80 | 80 | 80 | 80 | 80 |  | Length | 125 | 100 | 100 | 100 | 100 | 100 | 100 | 100 | 100 | 100 |  | Length | 150 | 120 | 120 | 120 | 120 | 120 | 120 | 120 | 120 | 120 |  | Length | 200 | 160 | 160 | 160 | 160 | 160 | 160 | 160 | 160 | 160 |  | Length | 250 | 200 | 200 | 200 | 200 | 200 | 200 | 200 | 200 | 200
|  |  |  | Piping | 21.25 | 25 | 32.5 | 40 | 47.5 | 55 | 62.5 | 70 | 77.5 | 85
[30 empty] | Piping | 32.5 | 40 | 55 | 70 | 65 | 75 | 72.5 | 80 | 79 | 85 | Piping | 32.5 | 40 | 55 | 70 | 65 | 75 | 72.5 | 80 | 79 | 85 |  |  |  | Piping | 55 | 70 | 75 | 80 | 85 | 90 | 95 | 100 | 105 | 110 |  |  |  | Piping | 77.5 | 75 | 79 | 90 | 96.25 | 105 | 112.2727 | 120 | 127.8571 | 135 |  |  |  | Piping | 90 | 85 | 96.25 | 110 | 122.6923 | 135 | 148.3333 | 160 | 173.6957 | 185 |  |  | Piping | 92.5 | 96.25 | 116.25 | 135 | 154.2105 | 173.6957 | 193.3333 | 210 | 229.5588 | 249.2105 |  |  | Piping | 105 | 110 | 135 | 160 | 185 | 210 | 235 | 260 | 285 | 310 |  |  |  | Piping | 180 | 170 | 195 | 220 | 245 | 270 | 295 | 320 | 345 | 370 |  | Piping | 255 | 230 | 255 | 280 | 305 | 330 | 355 | 380 | 405 | 430 |  | Piping | 330 | 290 | 315 | 340 | 365 | 390 | 415 | 440 | 465 | 490 |  | Piping | 405 | 350 | 375 | 400 | 425 | 450 | 475 | 500 | 525 | 550 |  | Piping | 480 | 410 | 435 | 460 | 485 | 510 | 535 | 560 | 585 | 610 |  | Piping | 630 | 530 | 555 | 580 | 605 | 630 | 655 | 680 | 705 | 730 |  | Piping | 780 | 650 | 675 | 700 | 725 | 750 | 775 | 800 | 825 | 850
Gravel Requirements
|  |  |  | Pipes laid on | 300 | [24 empty] | Gravel Requirements | [10 empty] | Gravel Requirements | [13 empty] | Gravel Requirements | [13 empty] | Gravel Requirements | [13 empty] | Gravel Requirements | [12 empty] | Gravel Requirements | [12 empty] | Gravel Requirements | [13 empty] | Gravel Requirements | [11 empty] | Gravel Requirements | [11 empty] | Gravel Requirements | [11 empty] | Gravel Requirements | [11 empty] | Gravel Requirements | [11 empty] | Gravel Requirements | [11 empty] | Gravel Requirements
|  |  |  | Above pipe | 50
|  |  |  | Width | 5 | [24 empty] | Pipes laid on | 300 | [9 empty] | Pipes laid on | 300 | [12 empty] | Pipes laid on | 300 | [12 empty] | Pipes laid on | 300 | [12 empty] | Pipes laid on | 300 | [11 empty] | Pipes laid on | 300 | [11 empty] | Pipes laid on | 300 | [12 empty] | Pipes laid on | 300 | [10 empty] | Pipes laid on | 300 | [10 empty] | Pipes laid on | 300 | [10 empty] | Pipes laid on | 300 | [10 empty] | Pipes laid on | 300 | [10 empty] | Pipes laid on | 300 | [10 empty] | Pipes laid on | 300
[30 empty] | Above pipe | 50 | [9 empty] | Above pipe | 50 | [12 empty] | Above pipe | 50 | [12 empty] | Above pipe | 50 | [12 empty] | Above pipe | 50 | [11 empty] | Above pipe | 50 | [11 empty] | Above pipe | 50 | [12 empty] | Above pipe | 50 | [10 empty] | Above pipe | 50 | [10 empty] | Above pipe | 50 | [10 empty] | Above pipe | 50 | [10 empty] | Above pipe | 50 | [10 empty] | Above pipe | 50 | [10 empty] | Above pipe | 50
|  |  |  | Total Trench Depth | 800 | 800 | 800 | 800 | 800 | 800 | 800 | 800 | 800 | 800 | [15 empty] | Width | 5 | [9 empty] | Width | 5 | [12 empty] | Width | 5 | [12 empty] | Width | 5 | [12 empty] | Width | 5 | [11 empty] | Width | 5 | [11 empty] | Width | 5 | [12 empty] | Width | 5 | [10 empty] | Width | 5 | [10 empty] | Width | 5 | [10 empty] | Width | 5 | [10 empty] | Width | 5 | [10 empty] | Width | 5 | [10 empty] | Width | 5
|  |  |  | Total Excavation | [25 empty] | Total Trench Depth | 800 | 800 | 800 | 800 | 800 | 800 | 800 | 800 | 800 | 800 | Total Trench Depth | 800 | 800 | 800 | 800 | 800 | 800 | 800 | 800 | 800 | 800 |  |  |  | Total Trench Depth | 800 | 800 | 800 | 800 | 800 | 800 | 800 | 800 | 800 | 800 |  |  |  | Total Trench Depth | 800 | 800 | 800 | 800 | 800 | 800 | 800 | 800 | 800 | 800 |  |  |  | Total Trench Depth | 800 | 800 | 800 | 800 | 800 | 800 | 800 | 800 | 800 | 800 |  |  | Total Trench Depth | 800 | 800 | 800 | 800 | 800 | 800 | 800 | 800 | 800 | 800 |  |  | Total Trench Depth | 800 | 800 | 800 | 800 | 800 | 800 | 800 | 800 | 800 | 800 |  |  |  | Total Trench Depth | 800 | 800 | 800 | 800 | 800 | 800 | 800 | 800 | 800 | 800 |  | Total Trench Depth | 800 | 800 | 800 | 800 | 800 | 800 | 800 | 800 | 800 | 800 |  | Total Trench Depth | 800 | 800 | 800 | 800 | 800 | 800 | 800 | 800 | 800 | 800 |  | Total Trench Depth | 800 | 800 | 800 | 800 | 800 | 800 | 800 | 800 | 800 | 800 |  | Total Trench Depth | 800 | 800 | 800 | 800 | 800 | 800 | 800 | 800 | 800 | 800 |  | Total Trench Depth | 800 | 800 | 800 | 800 | 800 | 800 | 800 | 800 | 800 | 800 |  | Total Trench Depth | 800 | 800 | 800 | 800 | 800 | 800 | 800 | 800 | 800 | 800
[5 empty] | 7.7 | 9.2 | 12.2 | 15.2 | 18.2 | 21.2 | 24.2 | 27.2 | 30.2 | 33.2
[30 empty] | Total Excavation | [10 empty] | Total Excavation | [13 empty] | Total Excavation | [13 empty] | Total Excavation | [13 empty] | Total Excavation | [12 empty] | Total Excavation | [12 empty] | Total Excavation | [13 empty] | Total Excavation | [11 empty] | Total Excavation | [11 empty] | Total Excavation | [11 empty] | Total Excavation | [11 empty] | Total Excavation | [11 empty] | Total Excavation | [11 empty] | Total Excavation
[31 empty] | 12.2 | 15.2 | 21.2 | 27.2 | 31.4667 | 36.8 | 41.4 | 46.4 | 51.2 | 56 |  | 12.2 | 15.2 | 21.2 | 27.2 | 31.4667 | 36.8 | 41.4 | 46.4 | 51.2 | 56 |  |  |  |  | 21.2 | 27.2 | 36.8 | 46.4 | 56 | 65.6 | 75.2 | 84.8 | 94.4 | 104 |  |  |  |  | 30.2 | 36.8 | 51.2 | 65.6 | 80.3 | 94.4 | 109.2364 | 123.2 | 138.1143 | 152 |  |  |  |  | 44.8 | 56 | 80.3 | 104 | 128.4923 | 152 | 176.5778 | 200 | 224.6261 | 248 |  |  |  | 62 | 80.3 | 116.7 | 152 | 188.2947 | 224.6261 | 260.9778 | 296 | 332.3412 | 368.6947 |  |  |  | 79.6 | 104 | 152 | 200 | 248 | 296 | 344 | 392 | 440 | 488 |  |  |  |  | 149.6 | 192 | 280 | 368 | 456 | 544 | 632 | 720 | 808 | 896 |  |  | 219.6 | 280 | 408 | 536 | 664 | 792 | 920 | 1048 | 1176 | 1304 |  |  | 289.6 | 368 | 536 | 704 | 872 | 1040 | 1208 | 1376 | 1544 | 1712 |  |  | 359.6 | 456 | 664 | 872 | 1080 | 1288 | 1496 | 1704 | 1912 | 2120 |  |  | 429.6 | 544 | 792 | 1040 | 1288 | 1536 | 1784 | 2032 | 2280 | 2528 |  |  | 569.6 | 720 | 1048 | 1376 | 1704 | 2032 | 2360 | 2688 | 3016 | 3344 |  |  | 709.6 | 896 | 1304 | 1712 | 2120 | 2528 | 2936 | 3344 | 3752 | 4160
|  |  |  | Piping | 21.25 | 25 | 32.5 | 40 | 47.5 | 55 | 62.5 | 70 | 77.5 | 85
|  |  |  | Excavation | 7.7 | 9.2 | 12.2 | 15.2 | 18.2 | 21.2 | 24.2 | 27.2 | 30.2 | 33.2
|  |  |  | Aggregate | 4.8125 | 5.75 | 7.625 | 9.5 | 11.375 | 13.25 | 15.125 | 17 | 18.875 | 20.75 | [15 empty] | Piping | 32.5 | 40 | 55 | 70 | 65 | 75 | 72.5 | 80 | 79 | 85 | Piping | 32.5 | 40 | 55 | 70 | 65 | 75 | 72.5 | 80 | 79 | 85 |  |  |  | Piping | 55 | 70 | 75 | 80 | 85 | 90 | 95 | 100 | 105 | 110 |  |  |  | Piping | 77.5 | 75 | 79 | 90 | 96.25 | 105 | 112.2727 | 120 | 127.8571 | 135 |  |  |  | Piping | 90 | 85 | 96.25 | 110 | 122.6923 | 135 | 148.3333 | 160 | 173.6957 | 185 |  |  | Piping | 92.5 | 96.25 | 116.25 | 135 | 154.2105 | 173.6957 | 193.3333 | 210 | 229.5588 | 249.2105 |  |  | Piping | 105 | 110 | 135 | 160 | 185 | 210 | 235 | 260 | 285 | 310 |  |  |  | Piping | 180 | 170 | 195 | 220 | 245 | 270 | 295 | 320 | 345 | 370 |  | Piping | 255 | 230 | 255 | 280 | 305 | 330 | 355 | 380 | 405 | 430 |  | Piping | 330 | 290 | 315 | 340 | 365 | 390 | 415 | 440 | 465 | 490 |  | Piping | 405 | 350 | 375 | 400 | 425 | 450 | 475 | 500 | 525 | 550 |  | Piping | 480 | 410 | 435 | 460 | 485 | 510 | 535 | 560 | 585 | 610 |  | Piping | 630 | 530 | 555 | 580 | 605 | 630 | 655 | 680 | 705 | 730 |  | Piping | 780 | 650 | 675 | 700 | 725 | 750 | 775 | 800 | 825 | 850
|  |  |  | Geotextile | 9.625 | 11.5 | 15.25 | 19 | 22.75 | 26.5 | 30.25 | 34 | 37.75 | 41.5 | [15 empty] | Excavation | 12.2 | 15.2 | 21.2 | 27.2 | 31.4667 | 36.8 | 41.4 | 46.4 | 51.2 | 56 | Excavation | 12.2 | 15.2 | 21.2 | 27.2 | 31.4667 | 36.8 | 41.4 | 46.4 | 51.2 | 56 |  |  |  | Excavation | 21.2 | 27.2 | 36.8 | 46.4 | 56 | 65.6 | 75.2 | 84.8 | 94.4 | 104 |  |  |  | Excavation | 30.2 | 36.8 | 51.2 | 65.6 | 80.3 | 94.4 | 109.2364 | 123.2 | 138.1143 | 152 |  |  |  | Excavation | 44.8 | 56 | 80.3 | 104 | 128.4923 | 152 | 176.5778 | 200 | 224.6261 | 248 |  |  | Excavation | 62 | 80.3 | 116.7 | 152 | 188.2947 | 224.6261 | 260.9778 | 296 | 332.3412 | 368.6947 |  |  | Excavation | 79.6 | 104 | 152 | 200 | 248 | 296 | 344 | 392 | 440 | 488 |  |  |  | Excavation | 149.6 | 192 | 280 | 368 | 456 | 544 | 632 | 720 | 808 | 896 |  | Excavation | 219.6 | 280 | 408 | 536 | 664 | 792 | 920 | 1048 | 1176 | 1304 |  | Excavation | 289.6 | 368 | 536 | 704 | 872 | 1040 | 1208 | 1376 | 1544 | 1712 |  | Excavation | 359.6 | 456 | 664 | 872 | 1080 | 1288 | 1496 | 1704 | 1912 | 2120 |  | Excavation | 429.6 | 544 | 792 | 1040 | 1288 | 1536 | 1784 | 2032 | 2280 | 2528 |  | Excavation | 569.6 | 720 | 1048 | 1376 | 1704 | 2032 | 2360 | 2688 | 3016 | 3344 |  | Excavation | 709.6 | 896 | 1304 | 1712 | 2120 | 2528 | 2936 | 3344 | 3752 | 4160
|  |  |  | Unit Price | [25 empty] | Aggregate | 7.625 | 9.5 | 13.25 | 17 | 19.6667 | 23 | 25.875 | 29 | 32 | 35 | Aggregate | 7.625 | 9.5 | 13.25 | 17 | 19.6667 | 23 | 25.875 | 29 | 32 | 35 |  |  |  | Aggregate | 13.25 | 17 | 23 | 29 | 35 | 41 | 47 | 53 | 59 | 65 |  |  |  | Aggregate | 18.875 | 23 | 32 | 41 | 50.1875 | 59 | 68.2727 | 77 | 86.3214 | 95 |  |  |  | Aggregate | 28 | 35 | 50.1875 | 65 | 80.3077 | 95 | 110.3611 | 125 | 140.3913 | 155 |  |  | Aggregate | 38.75 | 50.1875 | 72.9375 | 95 | 117.6842 | 140.3913 | 163.1111 | 185 | 207.7132 | 230.4342 |  |  | Aggregate | 49.75 | 65 | 95 | 125 | 155 | 185 | 215 | 245 | 275 | 305 |  |  |  | Aggregate | 93.5 | 120 | 175 | 230 | 285 | 340 | 395 | 450 | 505 | 560 |  | Aggregate | 137.25 | 175 | 255 | 335 | 415 | 495 | 575 | 655 | 735 | 815 |  | Aggregate | 181 | 230 | 335 | 440 | 545 | 650 | 755 | 860 | 965 | 1070 |  | Aggregate | 224.75 | 285 | 415 | 545 | 675 | 805 | 935 | 1065 | 1195 | 1325 |  | Aggregate | 268.5 | 340 | 495 | 650 | 805 | 960 | 1115 | 1270 | 1425 | 1580 |  | Aggregate | 356 | 450 | 655 | 860 | 1065 | 1270 | 1475 | 1680 | 1885 | 2090 |  | Aggregate | 443.5 | 560 | 815 | 1070 | 1325 | 1580 | 1835 | 2090 | 2345 | 2600
|  |  |  | Piping | 3.27 | 3.27 | 3.27 | 3.27 | 3.27 | 3.27 | 3.27 | 3.27 | 3.27 | 3.27 | [15 empty] | Geotextile | 15.25 | 19 | 26.5 | 34 | 39.3333 | 46 | 51.75 | 58 | 64 | 70 | Geotextile | 15.25 | 19 | 26.5 | 34 | 39.3333 | 46 | 51.75 | 58 | 64 | 70 |  |  |  | Geotextile | 26.5 | 34 | 46 | 58 | 70 | 82 | 94 | 106 | 118 | 130 |  |  |  | Geotextile | 37.75 | 46 | 64 | 82 | 100.375 | 118 | 136.5455 | 154 | 172.6429 | 190 |  |  |  | Geotextile | 56 | 70 | 100.375 | 130 | 160.6154 | 190 | 220.7222 | 250 | 280.7826 | 310 |  |  | Geotextile | 77.5 | 100.375 | 145.875 | 190 | 235.3684 | 280.7826 | 326.2222 | 370 | 415.4265 | 460.8684 |  |  | Geotextile | 99.5 | 130 | 190 | 250 | 310 | 370 | 430 | 490 | 550 | 610 |  |  |  | Geotextile | 187 | 240 | 350 | 460 | 570 | 680 | 790 | 900 | 1010 | 1120 |  | Geotextile | 274.5 | 350 | 510 | 670 | 830 | 990 | 1150 | 1310 | 1470 | 1630 |  | Geotextile | 362 | 460 | 670 | 880 | 1090 | 1300 | 1510 | 1720 | 1930 | 2140 |  | Geotextile | 449.5 | 570 | 830 | 1090 | 1350 | 1610 | 1870 | 2130 | 2390 | 2650 |  | Geotextile | 537 | 680 | 990 | 1300 | 1610 | 1920 | 2230 | 2540 | 2850 | 3160 |  | Geotextile | 712 | 900 | 1310 | 1720 | 2130 | 2540 | 2950 | 3360 | 3770 | 4180 |  | Geotextile | 887 | 1120 | 1630 | 2140 | 2650 | 3160 | 3670 | 4180 | 4690 | 5200
|  |  |  | Excavation | 11.958 | 11.958 | 11.958 | 11.958 | 11.958 | 11.958 | 11.958 | 11.958 | 11.958 | 11.958 | [15 empty] | Unit Price | [10 empty] | Unit Price | [13 empty] | Unit Price | [13 empty] | Unit Price | [13 empty] | Unit Price | [12 empty] | Unit Price | [12 empty] | Unit Price | [13 empty] | Unit Price | [11 empty] | Unit Price | [11 empty] | Unit Price | [11 empty] | Unit Price | [11 empty] | Unit Price | [11 empty] | Unit Price | [11 empty] | Unit Price
|  |  |  | Aggregate | 36.7186 | 36.7186 | 36.7186 | 36.7186 | 36.7186 | 36.7186 | 36.7186 | 36.7186 | 36.7186 | 36.7186 | [15 empty] | Piping | 3.27 | 3.27 | 3.27 | 3.27 | 3.27 | 3.27 | 3.27 | 3.27 | 3.27 | 3.27 | Piping | 3.27 | 3.27 | 3.27 | 3.27 | 3.27 | 3.27 | 3.27 | 3.27 | 3.27 | 3.27 |  |  |  | Piping | 3.27 | 3.27 | 3.27 | 3.27 | 3.27 | 3.27 | 3.27 | 3.27 | 3.27 | 3.27 |  |  |  | Piping | 3.27 | 3.27 | 3.27 | 3.27 | 3.27 | 3.27 | 3.27 | 3.27 | 3.27 | 3.27 |  |  |  | Piping | 3.27 | 3.27 | 3.27 | 3.27 | 3.27 | 3.27 | 3.27 | 3.27 | 3.27 | 3.27 |  |  | Piping | 3.27 | 3.27 | 3.27 | 3.27 | 3.27 | 3.27 | 3.27 | 3.27 | 3.27 | 3.27 |  |  | Piping | 3.27 | 3.27 | 3.27 | 3.27 | 3.27 | 3.27 | 3.27 | 3.27 | 3.27 | 3.27 |  |  |  | Piping | 3.27 | 3.27 | 3.27 | 3.27 | 3.27 | 3.27 | 3.27 | 3.27 | 3.27 | 3.27 |  | Piping | 3.27 | 3.27 | 3.27 | 3.27 | 3.27 | 3.27 | 3.27 | 3.27 | 3.27 | 3.27 |  | Piping | 3.27 | 3.27 | 3.27 | 3.27 | 3.27 | 3.27 | 3.27 | 3.27 | 3.27 | 3.27 |  | Piping | 3.27 | 3.27 | 3.27 | 3.27 | 3.27 | 3.27 | 3.27 | 3.27 | 3.27 | 3.27 |  | Piping | 3.27 | 3.27 | 3.27 | 3.27 | 3.27 | 3.27 | 3.27 | 3.27 | 3.27 | 3.27 |  | Piping | 3.27 | 3.27 | 3.27 | 3.27 | 3.27 | 3.27 | 3.27 | 3.27 | 3.27 | 3.27 |  | Piping | 3.27 | 3.27 | 3.27 | 3.27 | 3.27 | 3.27 | 3.27 | 3.27 | 3.27 | 3.27
|  |  |  | Geotextile | 1.95 | 1.95 | 1.95 | 1.95 | 1.95 | 1.95 | 1.95 | 1.95 | 1.95 | 1.95 | [15 empty] | Excavation | 11.38 | 11.38 | 11.38 | 11.38 | 11.38 | 11.38 | 11.38 | 11.38 | 11.38 | 11.38 | Excavation | 11.38 | 11.38 | 11.38 | 11.38 | 11.38 | 11.38 | 11.38 | 11.38 | 11.38 | 11.38 |  |  |  | Excavation | 11.38 | 11.38 | 11.38 | 11.38 | 11.38 | 11.38 | 11.38 | 11.38 | 11.38 | 11.38 |  |  |  | Excavation | 11.38 | 11.38 | 11.38 | 11.38 | 11.38 | 11.38 | 11.38 | 11.38 | 11.38 | 11.38 |  |  |  | Excavation | 11.38 | 11.38 | 11.38 | 11.38 | 11.38 | 11.38 | 11.38 | 11.38 | 11.38 | 11.38 |  |  | Excavation | 11.38 | 11.38 | 11.38 | 11.38 | 11.38 | 11.38 | 11.38 | 11.38 | 11.38 | 11.38 |  |  | Excavation | 11.38 | 11.38 | 11.38 | 11.38 | 11.38 | 11.38 | 11.38 | 11.38 | 11.38 | 11.38 |  |  |  | Excavation | 11.38 | 11.38 | 11.38 | 11.38 | 11.38 | 11.38 | 11.38 | 11.38 | 11.38 | 11.38 |  | Excavation | 11.38 | 11.38 | 11.38 | 11.38 | 11.38 | 11.38 | 11.38 | 11.38 | 11.38 | 11.38 |  | Excavation | 11.38 | 11.38 | 11.38 | 11.38 | 11.38 | 11.38 | 11.38 | 11.38 | 11.38 | 11.38 |  | Excavation | 11.38 | 11.38 | 11.38 | 11.38 | 11.38 | 11.38 | 11.38 | 11.38 | 11.38 | 11.38 |  | Excavation | 11.38 | 11.38 | 11.38 | 11.38 | 11.38 | 11.38 | 11.38 | 11.38 | 11.38 | 11.38 |  | Excavation | 11.38 | 11.38 | 11.38 | 11.38 | 11.38 | 11.38 | 11.38 | 11.38 | 11.38 | 11.38 |  | Excavation | 11.38 | 11.38 | 11.38 | 11.38 | 11.38 | 11.38 | 11.38 | 11.38 | 11.38 | 11.38
[30 empty] | Aggregate | 36.7186 | 36.7186 | 36.7186 | 36.7186 | 36.7186 | 36.7186 | 36.7186 | 36.7186 | 36.7186 | 36.7186 | Aggregate | 36.7186 | 36.7186 | 36.7186 | 36.7186 | 36.7186 | 36.7186 | 36.7186 | 36.7186 | 36.7186 | 36.7186 |  |  |  | Aggregate | 36.7186 | 36.7186 | 36.7186 | 36.7186 | 36.7186 | 36.7186 | 36.7186 | 36.7186 | 36.7186 | 36.7186 |  |  |  | Aggregate | 36.7186 | 36.7186 | 36.7186 | 36.7186 | 36.7186 | 36.7186 | 36.7186 | 36.7186 | 36.7186 | 36.7186 |  |  |  | Aggregate | 36.7186 | 36.7186 | 36.7186 | 36.7186 | 36.7186 | 36.7186 | 36.7186 | 36.7186 | 36.7186 | 36.7186 |  |  | Aggregate | 36.7186 | 36.7186 | 36.7186 | 36.7186 | 36.7186 | 36.7186 | 36.7186 | 36.7186 | 36.7186 | 36.7186 |  |  | Aggregate | 36.7186 | 36.7186 | 36.7186 | 36.7186 | 36.7186 | 36.7186 | 36.7186 | 36.7186 | 36.7186 | 36.7186 |  |  |  | Aggregate | 36.7186 | 36.7186 | 36.7186 | 36.7186 | 36.7186 | 36.7186 | 36.7186 | 36.7186 | 36.7186 | 36.7186 |  | Aggregate | 36.7186 | 36.7186 | 36.7186 | 36.7186 | 36.7186 | 36.7186 | 36.7186 | 36.7186 | 36.7186 | 36.7186 |  | Aggregate | 36.7186 | 36.7186 | 36.7186 | 36.7186 | 36.7186 | 36.7186 | 36.7186 | 36.7186 | 36.7186 | 36.7186 |  | Aggregate | 36.7186 | 36.7186 | 36.7186 | 36.7186 | 36.7186 | 36.7186 | 36.7186 | 36.7186 | 36.7186 | 36.7186 |  | Aggregate | 36.7186 | 36.7186 | 36.7186 | 36.7186 | 36.7186 | 36.7186 | 36.7186 | 36.7186 | 36.7186 | 36.7186 |  | Aggregate | 36.7186 | 36.7186 | 36.7186 | 36.7186 | 36.7186 | 36.7186 | 36.7186 | 36.7186 | 36.7186 | 36.7186 |  | Aggregate | 36.7186 | 36.7186 | 36.7186 | 36.7186 | 36.7186 | 36.7186 | 36.7186 | 36.7186 | 36.7186 | 36.7186
[30 empty] | Geotextile | 1.95 | 1.95 | 1.95 | 1.95 | 1.95 | 1.95 | 1.95 | 1.95 | 1.95 | 1.95 | Geotextile | 1.95 | 1.95 | 1.95 | 1.95 | 1.95 | 1.95 | 1.95 | 1.95 | 1.95 | 1.95 |  |  |  | Geotextile | 1.95 | 1.95 | 1.95 | 1.95 | 1.95 | 1.95 | 1.95 | 1.95 | 1.95 | 1.95 |  |  |  | Geotextile | 1.95 | 1.95 | 1.95 | 1.95 | 1.95 | 1.95 | 1.95 | 1.95 | 1.95 | 1.95 |  |  |  | Geotextile | 1.95 | 1.95 | 1.95 | 1.95 | 1.95 | 1.95 | 1.95 | 1.95 | 1.95 | 1.95 |  |  | Geotextile | 1.95 | 1.95 | 1.95 | 1.95 | 1.95 | 1.95 | 1.95 | 1.95 | 1.95 | 1.95 |  |  | Geotextile | 1.95 | 1.95 | 1.95 | 1.95 | 1.95 | 1.95 | 1.95 | 1.95 | 1.95 | 1.95 |  |  |  | Geotextile | 1.95 | 1.95 | 1.95 | 1.95 | 1.95 | 1.95 | 1.95 | 1.95 | 1.95 | 1.95 |  | Geotextile | 1.95 | 1.95 | 1.95 | 1.95 | 1.95 | 1.95 | 1.95 | 1.95 | 1.95 | 1.95 |  | Geotextile | 1.95 | 1.95 | 1.95 | 1.95 | 1.95 | 1.95 | 1.95 | 1.95 | 1.95 | 1.95 |  | Geotextile | 1.95 | 1.95 | 1.95 | 1.95 | 1.95 | 1.95 | 1.95 | 1.95 | 1.95 | 1.95 |  | Geotextile | 1.95 | 1.95 | 1.95 | 1.95 | 1.95 | 1.95 | 1.95 | 1.95 | 1.95 | 1.95 |  | Geotextile | 1.95 | 1.95 | 1.95 | 1.95 | 1.95 | 1.95 | 1.95 | 1.95 | 1.95 | 1.95 |  | Geotextile | 1.95 | 1.95 | 1.95 | 1.95 | 1.95 | 1.95 | 1.95 | 1.95 | 1.95 | 1.95
Unit Cost
|  |  |  | Piping | 69.4875 | 81.75 | 106.275 | 130.8 | 155.325 | 179.85 | 204.375 | 228.9 | 253.425 | 277.95
|  |  |  | Excavation | 92.077 | 110.014 | 145.8882 | 181.7623 | 217.6364 | 253.5106 | 289.3847 | 325.2589 | 361.133 | 397.0071 | [15 empty] | Unit Cost | [10 empty] | Unit Cost | [13 empty] | Unit Cost | [13 empty] | Unit Cost | [13 empty] | Unit Cost | [12 empty] | Unit Cost | [12 empty] | Unit Cost | [13 empty] | Unit Cost | [11 empty] | Unit Cost | [11 empty] | Unit Cost | [11 empty] | Unit Cost | [11 empty] | Unit Cost | [11 empty] | Unit Cost | [11 empty] | Unit Cost
|  |  |  | Aggregate | 176.7084 | 211.1321 | 279.9795 | 348.827 | 417.6744 | 486.5218 | 555.3692 | 624.2167 | 693.0641 | 761.9115 | [15 empty] | Piping | 106.275 | 130.8 | 179.85 | 228.9 | 212.55 | 245.25 | 237.075 | 261.6 | 258.33 | 277.95 | Piping | 106.275 | 130.8 | 179.85 | 228.9 | 212.55 | 245.25 | 237.075 | 261.6 | 258.33 | 277.95 |  |  |  | Piping | 179.85 | 228.9 | 245.25 | 261.6 | 277.95 | 294.3 | 310.65 | 327 | 343.35 | 359.7 |  |  |  | Piping | 253.425 | 245.25 | 258.33 | 294.3 | 314.7375 | 343.35 | 367.1318 | 392.4 | 418.0929 | 441.45 |  |  |  | Piping | 294.3 | 277.95 | 314.7375 | 359.7 | 401.2038 | 441.45 | 485.05 | 523.2 | 567.9848 | 604.95 |  |  | Piping | 302.475 | 314.7375 | 380.1375 | 441.45 | 504.2684 | 567.9848 | 632.2 | 686.7 | 750.6574 | 814.9184 |  |  | Piping | 343.35 | 359.7 | 441.45 | 523.2 | 604.95 | 686.7 | 768.45 | 850.2 | 931.95 | 1013.7 |  |  |  | Piping | 588.6 | 555.9 | 637.65 | 719.4 | 801.15 | 882.9 | 964.65 | 1046.4 | 1128.15 | 1209.9 |  | Piping | 833.85 | 752.1 | 833.85 | 915.6 | 997.35 | 1079.1 | 1160.85 | 1242.6 | 1324.35 | 1406.1 |  | Piping | 1079.1 | 948.3 | 1030.05 | 1111.8 | 1193.55 | 1275.3 | 1357.05 | 1438.8 | 1520.55 | 1602.3 |  | Piping | 1324.35 | 1144.5 | 1226.25 | 1308 | 1389.75 | 1471.5 | 1553.25 | 1635 | 1716.75 | 1798.5 |  | Piping | 1569.6 | 1340.7 | 1422.45 | 1504.2 | 1585.95 | 1667.7 | 1749.45 | 1831.2 | 1912.95 | 1994.7 |  | Piping | 2060.1 | 1733.1 | 1814.85 | 1896.6 | 1978.35 | 2060.1 | 2141.85 | 2223.6 | 2305.35 | 2387.1 |  | Piping | 2550.6 | 2125.5 | 2207.25 | 2289 | 2370.75 | 2452.5 | 2534.25 | 2616 | 2697.75 | 2779.5
|  |  |  | Geotextile | 18.7688 | 22.425 | 29.7375 | 37.05 | 44.3625 | 51.675 | 58.9875 | 66.3 | 73.6125 | 80.925 | [15 empty] | Excavation | 138.836 | 172.976 | 241.256 | 309.536 | 358.0907 | 418.784 | 471.132 | 528.032 | 582.656 | 637.28 | Excavation | 138.836 | 172.976 | 241.256 | 309.536 | 358.0907 | 418.784 | 471.132 | 528.032 | 582.656 | 637.28 |  |  |  | Excavation | 241.256 | 309.536 | 418.784 | 528.032 | 637.28 | 746.528 | 855.776 | 965.024 | 1074.272 | 1183.52 |  |  |  | Excavation | 343.676 | 418.784 | 582.656 | 746.528 | 913.814 | 1074.272 | 1243.1098 | 1402.016 | 1571.7406 | 1729.76 |  |  |  | Excavation | 509.824 | 637.28 | 913.814 | 1183.52 | 1462.2425 | 1729.76 | 2009.4551 | 2276 | 2556.2449 | 2822.24 |  |  | Excavation | 705.56 | 913.814 | 1328.046 | 1729.76 | 2142.7941 | 2556.2449 | 2969.9271 | 3368.48 | 3782.0426 | 4195.7461 |  |  | Excavation | 905.848 | 1183.52 | 1729.76 | 2276 | 2822.24 | 3368.48 | 3914.72 | 4460.96 | 5007.2 | 5553.44 |  |  |  | Excavation | 1702.448 | 2184.96 | 3186.4 | 4187.84 | 5189.28 | 6190.72 | 7192.16 | 8193.6 | 9195.04 | 10196.48 |  | Excavation | 2499.048 | 3186.4 | 4643.04 | 6099.68 | 7556.32 | 9012.96 | 10469.6 | 11926.24 | 13382.88 | 14839.52 |  | Excavation | 3295.648 | 4187.84 | 6099.68 | 8011.52 | 9923.36 | 11835.2 | 13747.04 | 15658.88 | 17570.72 | 19482.56 |  | Excavation | 4092.248 | 5189.28 | 7556.32 | 9923.36 | 12290.4 | 14657.44 | 17024.48 | 19391.52 | 21758.56 | 24125.6 |  | Excavation | 4888.848 | 6190.72 | 9012.96 | 11835.2 | 14657.44 | 17479.68 | 20301.92 | 23124.16 | 25946.4 | 28768.64 |  | Excavation | 6482.048 | 8193.6 | 11926.24 | 15658.88 | 19391.52 | 23124.16 | 26856.8 | 30589.44 | 34322.08 | 38054.72 |  | Excavation | 8075.248 | 10196.48 | 14839.52 | 19482.56 | 24125.6 | 28768.64 | 33411.68 | 38054.72 | 42697.76 | 47340.8
[30 empty] | Aggregate | 279.9795 | 348.827 | 486.5218 | 624.2167 | 722.133 | 844.5284 | 950.0945 | 1064.8402 | 1174.9961 | 1285.152 | Aggregate | 279.9795 | 348.827 | 486.5218 | 624.2167 | 722.133 | 844.5284 | 950.0945 | 1064.8402 | 1174.9961 | 1285.152 |  |  |  | Aggregate | 486.5218 | 624.2167 | 844.5284 | 1064.8402 | 1285.152 | 1505.4637 | 1725.7755 | 1946.0873 | 2166.399 | 2386.7108 |  |  |  | Aggregate | 693.0641 | 844.5284 | 1174.9961 | 1505.4637 | 1842.8161 | 2166.399 | 2506.8808 | 2827.3343 | 3169.6044 | 3488.2696 |  |  |  | Aggregate | 1028.1216 | 1285.152 | 1842.8161 | 2386.7108 | 2948.7882 | 3488.2696 | 4052.3085 | 4589.8284 | 5154.976 | 5691.3873 |  |  | Aggregate | 1422.8468 | 1842.8161 | 2678.1649 | 3488.2696 | 4321.2027 | 5154.976 | 5989.2161 | 6792.9461 | 7626.9449 | 8461.2279 |  |  | Aggregate | 1826.7517 | 2386.7108 | 3488.2696 | 4589.8284 | 5691.3873 | 6792.9461 | 7894.5049 | 8996.0637 | 10097.6225 | 11199.1814 |  |  |  | Aggregate | 3433.1917 | 4406.2353 | 6425.7598 | 8445.2843 | 10464.8088 | 12484.3333 | 14503.8578 | 16523.3823 | 18542.9068 | 20562.4314 |  | Aggregate | 5039.6316 | 6425.7598 | 9363.25 | 12300.7402 | 15238.2304 | 18175.7206 | 21113.2108 | 24050.701 | 26988.1912 | 29925.6813 |  | Aggregate | 6646.0716 | 8445.2843 | 12300.7402 | 16156.1961 | 20011.6519 | 23867.1078 | 27722.5637 | 31578.0196 | 35433.4755 | 39288.9313 |  | Aggregate | 8252.5115 | 10464.8088 | 15238.2304 | 20011.6519 | 24785.0735 | 29558.4951 | 34331.9166 | 39105.3382 | 43878.7598 | 48652.1813 |  | Aggregate | 9858.9515 | 12484.3333 | 18175.7206 | 23867.1078 | 29558.4951 | 35249.8823 | 40941.2696 | 46632.6568 | 52324.0441 | 58015.4313 |  | Aggregate | 13071.8314 | 16523.3823 | 24050.701 | 31578.0196 | 39105.3382 | 46632.6568 | 54159.9754 | 61687.2941 | 69214.6127 | 76741.9313 |  | Aggregate | 16284.7113 | 20562.4314 | 29925.6813 | 39288.9313 | 48652.1813 | 58015.4313 | 67378.6813 | 76741.9313 | 86105.1813 | 95468.4313
|  |  |  | Sub total | 357.0416 | 425.3211 | 561.8802 | 698.4393 | 834.9983 | 971.5574 | 1108.1165 | 1244.6755 | 1381.2346 | 1517.7936 | [15 empty] | Geotextile | 29.7375 | 37.05 | 51.675 | 66.3 | 76.7 | 89.7 | 100.9125 | 113.1 | 124.8 | 136.5 | Geotextile | 29.7375 | 37.05 | 51.675 | 66.3 | 76.7 | 89.7 | 100.9125 | 113.1 | 124.8 | 136.5 |  |  |  | Geotextile | 51.675 | 66.3 | 89.7 | 113.1 | 136.5 | 159.9 | 183.3 | 206.7 | 230.1 | 253.5 |  |  |  | Geotextile | 73.6125 | 89.7 | 124.8 | 159.9 | 195.7312 | 230.1 | 266.2636 | 300.3 | 336.6536 | 370.5 |  |  |  | Geotextile | 109.2 | 136.5 | 195.7312 | 253.5 | 313.2 | 370.5 | 430.4083 | 487.5 | 547.5261 | 604.5 |  |  | Geotextile | 151.125 | 195.7312 | 284.4563 | 370.5 | 458.9684 | 547.5261 | 636.1333 | 721.5 | 810.0816 | 898.6934 |  |  | Geotextile | 194.025 | 253.5 | 370.5 | 487.5 | 604.5 | 721.5 | 838.5 | 955.5 | 1072.5 | 1189.5 |  |  |  | Geotextile | 364.65 | 468 | 682.5 | 897 | 1111.5 | 1326 | 1540.5 | 1755 | 1969.5 | 2184 |  | Geotextile | 535.275 | 682.5 | 994.5 | 1306.5 | 1618.5 | 1930.5 | 2242.5 | 2554.5 | 2866.5 | 3178.5 |  | Geotextile | 705.9 | 897 | 1306.5 | 1716 | 2125.5 | 2535 | 2944.5 | 3354 | 3763.5 | 4173 |  | Geotextile | 876.525 | 1111.5 | 1618.5 | 2125.5 | 2632.5 | 3139.5 | 3646.5 | 4153.5 | 4660.5 | 5167.5 |  | Geotextile | 1047.15 | 1326 | 1930.5 | 2535 | 3139.5 | 3744 | 4348.5 | 4953 | 5557.5 | 6162 |  | Geotextile | 1388.4 | 1755 | 2554.5 | 3354 | 4153.5 | 4953 | 5752.5 | 6552 | 7351.5 | 8151 |  | Geotextile | 1729.65 | 2184 | 3178.5 | 4173 | 5167.5 | 6162 | 7156.5 | 8151 | 9145.5 | 10140
[30 empty] | Sub total | 554.828 | 689.653 | 959.3028 | 1228.9527 | 1369.4737 | 1598.2624 | 1759.214 | 1967.5722 | 2140.7821 | 2336.882 | Sub total | 554.828 | 689.653 | 959.3028 | 1228.9527 | 1369.4737 | 1598.2624 | 1759.214 | 1967.5722 | 2140.7821 | 2336.882 |  |  |  | Sub total | 959.3028 | 1228.9527 | 1598.2624 | 1967.5722 | 2336.882 | 2706.1917 | 3075.5015 | 3444.8113 | 3814.121 | 4183.4308 |  |  |  | Sub total | 1363.7776 | 1598.2624 | 2140.7821 | 2706.1917 | 3267.0989 | 3814.121 | 4383.3861 | 4922.0503 | 5496.0914 | 6029.9796 |  |  |  | Sub total | 1941.4456 | 2336.882 | 3267.0989 | 4183.4308 | 5125.4345 | 6029.9796 | 6977.222 | 7876.5284 | 8826.7317 | 9723.0773 |  |  | Sub total | 2582.0068 | 3267.0989 | 4670.8046 | 6029.9796 | 7427.2336 | 8826.7317 | 10227.4766 | 11569.6261 | 12969.7265 | 14370.5859 |  |  | Sub total | 3269.9747 | 4183.4308 | 6029.9796 | 7876.5284 | 9723.0773 | 11569.6261 | 13416.1749 | 15262.7237 | 17109.2725 | 18955.8214 |  |  |  | Sub total | 6088.8897 | 7615.0953 | 10932.3098 | 14249.5243 | 17566.7388 | 20883.9533 | 24201.1678 | 27518.3823 | 30835.5968 | 34152.8114 |  | Sub total | 8907.8046 | 11046.7598 | 15834.64 | 20622.5202 | 25410.4004 | 30198.2806 | 34986.1608 | 39774.041 | 44561.9212 | 49349.8013 |  | Sub total | 11726.7196 | 14478.4243 | 20736.9702 | 26995.5161 | 33254.0619 | 39512.6078 | 45771.1537 | 52029.6996 | 58288.2455 | 64546.7913 |  | Sub total | 14545.6345 | 17910.0888 | 25639.3004 | 33368.5119 | 41097.7235 | 48826.9351 | 56556.1466 | 64285.3582 | 72014.5698 | 79743.7813 |  | Sub total | 17364.5495 | 21341.7533 | 30541.6306 | 39741.5078 | 48941.3851 | 58141.2623 | 67341.1396 | 76541.0168 | 85740.8941 | 94940.7713 |  | Sub total | 23002.3794 | 28205.0823 | 40346.291 | 52487.4996 | 64628.7082 | 76769.9168 | 88911.1254 | 101052.3341 | 113193.5427 | 125334.7513 |  | Sub total | 28640.2093 | 35068.4114 | 50150.9513 | 65233.4913 | 80316.0313 | 95398.5713 | 110481.1113 | 125563.6513 | 140646.1913 | 155728.7313
761.9115
[5 empty] | 312.1432 | 420.0031 | 554.828 | 689.653 | 824.4779 | 959.3028 | 1094.1277 | 1228.9527 | 1363.7776 | 1498.6025
|  |  |  | Fencing | Onion | [11 empty] | Fencing | Shallow Dig | [11 empty] | Fencing | Onion | [9 empty] | Fencing | Onion | [12 empty] | Fencing | Onion | [12 empty] | Fencing | Onion | [12 empty] | Fencing | Onion | [11 empty] | Fencing | Onion | [11 empty] | Fencing | Onion
|  |  |  | Vp | 15 | 20 | 30 | 40 | 50 | 60 | 70 | 80 | 90 | 100 |  |  | Vp | 12 | 20 | 30 | 40 | 50 | 60 | 70 | 80 | 90 | 100 |  |  | Vp | 12 | 20 | 30 | 40 | 50 | 60 | 70 | 80 | 90 | 100 | Vp | 12 | 20 | 30 | 40 | 50 | 60 | 70 | 80 | 90 | 100 |  |  |  | Vp | 12 | 20 | 30 | 40 | 50 | 60 | 70 | 80 | 90 | 100 |  |  |  | Vp | 12 | 20 | 30 | 40 | 50 | 60 | 70 | 80 | 90 | 100 |  |  |  | Vp | 12 | 20 | 30 | 40 | 50 | 60 | 70 | 80 | 90 | 100 |  |  | Vp | 12 | 20 | 30 | 40 | 50 | 60 | 70 | 80 | 90 | 100 |  |  | Vp | 12 | 20 | 30 | 40 | 50 | 60 | 70 | 80 | 90 | 100
|  |  |  | P | 5 | 5 | 5 | 5 | 5 | 5 | 5 | 5 | 5 | 5 |  |  | P | 5 | 5 | 5 | 5 | 5 | 5 | 5 | 5 | 5 | 5 |  |  | P | 10 | 10 | 10 | 10 | 10 | 10 | 10 | 10 | 10 | 10 | P | 10 | 10 | 10 | 10 | 10 | 10 | 10 | 10 | 10 | 10 |  |  |  | P | 20 | 20 | 20 | 20 | 20 | 20 | 20 | 20 | 20 | 20 |  |  |  | P | 30 | 30 | 30 | 30 | 30 | 30 | 30 | 30 | 30 | 30 |  |  |  | P | 50 | 50 | 50 | 50 | 50 | 50 | 50 | 50 | 50 | 50 |  |  | P | 75 | 75 | 75 | 75 | 75 | 75 | 75 | 75 | 75 | 75 |  |  | P | 100 | 100 | 100 | 100 | 100 | 100 | 100 | 100 | 100 | 100
|  |  |  | LeachField | [12 empty] | LeachField | [12 empty] | LeachField | [10 empty] | LeachField | [13 empty] | LeachField | [13 empty] | LeachField | [13 empty] | LeachField | [12 empty] | LeachField | [12 empty] | LeachField
|  |  |  | Length | 3.75 | 5 | 7.5 | 10 | 12.5 | 15 | 17.5 | 20 | 22.5 | 25 |  |  | Length | 3 | 5 | 7.5 | 10 | 12.5 | 15 | 17.5 | 20 | 22.5 | 25 |  |  | Length | 7.5 | 10 | 15 | 20 | 16.6667 | 20 | 17.5 | 20 | 18 | 20 | Length | 7.5 | 10 | 15 | 20 | 16.6667 | 20 | 17.5 | 20 | 18 | 20 |  |  |  | Length | 15 | 20 | 20 | 20 | 20 | 20 | 20 | 20 | 20 | 20 |  |  |  | Length | 22.5 | 20 | 18 | 20 | 18.75 | 20 | 19.0909 | 20 | 19.2857 | 20 |  |  |  | Length | 25 | 20 | 18.75 | 20 | 19.2308 | 20 | 19.4444 | 20 | 19.5652 | 20 |  |  | Length | 22.5 | 18.75 | 18.75 | 20 | 19.7368 | 19.5652 | 19.4444 | 20 | 19.8529 | 19.7368 |  |  | Length | 25 | 20 | 20 | 20 | 20 | 20 | 20 | 20 | 20 | 20
|  |  |  | Width | 5 | 5 | 5 | 5 | 5 | 5 | 5 | 5 | 5 | 5 |  |  | Width | 5 | 5 | 5 | 5 | 5 | 5 | 5 | 5 | 5 | 5 |  |  | Width | 5 | 5 | 5 | 5 | 7.5 | 7.5 | 10 | 10 | 12.5 | 12.5 | Width | 5 | 5 | 5 | 5 | 7.5 | 7.5 | 10 | 10 | 12.5 | 12.5 |  |  |  | Width | 5 | 5 | 7.5 | 10 | 12.5 | 15 | 17.5 | 20 | 22.5 | 25 |  |  |  | Width | 5 | 7.5 | 12.5 | 15 | 20 | 22.5 | 27.5 | 30 | 35 | 37.5 |  |  |  | Width | 7.5 | 12.5 | 20 | 25 | 32.5 | 37.5 | 45 | 50 | 57.5 | 62.5 |  |  | Width | 12.5 | 20 | 30 | 37.5 | 47.5 | 57.5 | 67.5 | 75 | 85 | 95 |  |  | Width | 15 | 25 | 37.5 | 50 | 62.5 | 75 | 87.5 | 100 | 112.5 | 125
|  |  |  | Septic Tank | [12 empty] | Septic Tank | [12 empty] | Septic Tank | [10 empty] | Septic Tank | [13 empty] | Septic Tank | [13 empty] | Septic Tank | [13 empty] | Septic Tank | [12 empty] | Septic Tank | [12 empty] | Septic Tank
|  |  |  | Length | 2.5 | 2.5 | 2.5 | 2.5 | 2.5 | 2.5 | 2.5 | 2.5 | 2.5 | 2.5 |  |  | Length | 3.1 | 3.1 | 3.1 | 3.1 | 3.1 | 3.1 | 3.1 | 3.1 | 3.1 | 3.1 |  |  | Length | 2.5 | 2.5 | 2.5 | 2.5 | 2.5 | 2.5 | 2.5 | 2.5 | 2.5 | 2.5 | Length | 4.5 | 4.5 | 4.5 | 4.5 | 4.5 | 4.5 | 4.5 | 4.5 | 4.5 | 4.5 |  |  |  | Length | 4.875 | 4.875 | 4.875 | 4.875 | 4.875 | 4.875 | 4.875 | 4.875 | 4.875 | 4.875 |  |  |  | Length | 3.96 | 3.96 | 3.96 | 3.96 | 3.96 | 3.96 | 3.96 | 3.96 | 3.96 | 3.96 |  |  |  | Length | 5.35 | 5.35 | 5.35 | 5.35 | 5.35 | 5.35 | 5.35 | 5.35 | 5.35 | 5.35 |  |  | Length | 6.38 | 6.38 | 6.38 | 6.38 | 6.38 | 6.38 | 6.38 | 6.38 | 6.38 | 6.38 |  |  | Length | 5.673 | 5.673 | 5.673 | 5.673 | 5.673 | 5.673 | 5.673 | 5.673 | 5.673 | 5.673
|  |  |  | Sampling Chamber | [10 empty] | Distance from field to septic tank |  | Sampling Chamber | [12 empty] | Sampling Chamber | [10 empty] | Sampling Chamber | [13 empty] | Sampling Chamber | [13 empty] | Sampling Chamber | [13 empty] | Sampling Chamber | [12 empty] | Sampling Chamber | [12 empty] | Sampling Chamber
|  |  |  | Length | 1 | 1 | 1 | 1 | 1 | 1 | 1 | 1 | 1 | 1 | This needs checking |  | Length | 1 | 1 | 1 | 1 | 1 | 1 | 1 | 1 | 1 | 1 |  |  | Length | 1 | 1 | 1 | 1 | 1 | 1 | 1 | 1 | 1 | 1 | Length | 1 | 1 | 1 | 1 | 1 | 1 | 1 | 1 | 1 | 1 |  |  |  | Length | 1 | 1 | 1 | 1 | 1 | 1 | 1 | 1 | 1 | 1 |  |  |  | Length | 1 | 1 | 1 | 1 | 1 | 1 | 1 | 1 | 1 | 1 |  |  |  | Length | 1 | 1 | 1 | 1 | 1 | 1 | 1 | 1 | 1 | 1 |  |  | Length | 1 | 1 | 1 | 1 | 1 | 1 | 1 | 1 | 1 | 1 |  |  | Length | 1 | 1 | 1 | 1 | 1 | 1 | 1 | 1 | 1 | 1
|  |  |  | Total | [12 empty] | Total | [12 empty] | Total | [10 empty] | Total | [13 empty] | Total | [13 empty] | Total | [13 empty] | Total | [12 empty] | Total | [12 empty] | Total
|  |  |  | Length | 7.25 | 8.5 | 11 | 13.5 | 16 | 18.5 | 21 | 23.5 | 26 | 28.5 |  |  | Length | 7.1 | 9.1 | 11.6 | 14.1 | 16.6 | 19.1 | 21.6 | 24.1 | 26.6 | 29.1 |  |  | Length | 11 | 13.5 | 18.5 | 23.5 | 20.1667 | 23.5 | 21 | 23.5 | 21.5 | 23.5 | Length | 13 | 15.5 | 20.5 | 25.5 | 22.1667 | 25.5 | 23 | 25.5 | 23.5 | 25.5 |  |  |  | Length | 20.875 | 25.875 | 25.875 | 25.875 | 25.875 | 25.875 | 25.875 | 25.875 | 25.875 | 25.875 |  |  |  | Length | 27.46 | 24.96 | 22.96 | 24.96 | 23.71 | 24.96 | 24.0509 | 24.96 | 24.2457 | 24.96 |  |  |  | Length | 31.35 | 26.35 | 25.1 | 26.35 | 25.5808 | 26.35 | 25.7944 | 26.35 | 25.9152 | 26.35 |  |  | Length | 29.88 | 26.13 | 26.13 | 27.38 | 27.1168 | 26.9452 | 26.8244 | 27.38 | 27.2329 | 27.1168 |  |  | Length | 31.673 | 26.673 | 26.673 | 26.673 | 26.673 | 26.673 | 26.673 | 26.673 | 26.673 | 26.673
|  |  |  | Width | 5 | 5 | 5 | 5 | 5 | 5 | 5 | 5 | 5 | 5 |  |  | Width | 5 | 5 | 5 | 5 | 5 | 5 | 5 | 5 | 5 | 5 |  |  | Width | 5 | 5 | 5 | 5 | 7.5 | 7.5 | 10 | 10 | 12.5 | 12.5 | Width | 5 | 5 | 5 | 5 | 7.5 | 7.5 | 10 | 10 | 12.5 | 12.5 |  |  |  | Width | 5 | 5 | 7.5 | 10 | 12.5 | 15 | 17.5 | 20 | 22.5 | 25 |  |  |  | Width | 5 | 7.5 | 12.5 | 15 | 20 | 22.5 | 27.5 | 30 | 35 | 37.5 |  |  |  | Width | 7.5 | 12.5 | 20 | 25 | 32.5 | 37.5 | 45 | 50 | 57.5 | 62.5 |  |  | Width | 12.5 | 20 | 30 | 37.5 | 47.5 | 57.5 | 67.5 | 75 | 85 | 95 |  |  | Width | 15 | 25 | 37.5 | 50 | 62.5 | 75 | 87.5 | 100 | 112.5 | 125
|  |  |  | No. fence posts | [12 empty] | No. fence posts | [12 empty] | No. fence posts | [10 empty] | No. fence posts | [13 empty] | No. fence posts | [13 empty] | No. fence posts | [13 empty] | No. fence posts | [12 empty] | No. fence posts | [12 empty] | No. fence posts
|  |  |  | Length | 3 | 4 | 4 | 5 | 6 | 7 | 8 | 9 | 10 | 11 |  |  | Length | 3 | 4 | 5 | 6 | 7 | 7 | 8 | 9 | 10 | 11 |  |  | Length | 4 | 5 | 7 | 9 | 8 | 9 | 8 | 9 | 8 | 9 | Length | 5 | 6 | 8 | 10 | 9 | 10 | 9 | 10 | 9 | 10 |  |  |  | Length | 8 | 10 | 10 | 10 | 10 | 10 | 10 | 10 | 10 | 10 |  |  |  | Length | 10 | 10 | 9 | 10 | 9 | 10 | 9 | 10 | 9 | 10 |  |  |  | Length | 12 | 10 | 10 | 10 | 10 | 10 | 10 | 10 | 10 | 10 |  |  | Length | 11 | 10 | 10 | 10 | 10 | 10 | 10 | 10 | 10 | 10 |  |  | Length | 12 | 10 | 10 | 10 | 10 | 10 | 10 | 10 | 10 | 10
|  |  |  | Width | 2 | 2 | 2 | 2 | 2 | 2 | 2 | 2 | 2 | 2 |  |  | Width | 2 | 2 | 2 | 2 | 2 | 2 | 2 | 2 | 2 | 2 |  |  | Width | 2 | 2 | 2 | 2 | 3 | 3 | 4 | 4 | 5 | 5 | Width | 2 | 2 | 2 | 2 | 3 | 3 | 4 | 4 | 5 | 5 |  |  |  | Width | 2 | 2 | 3 | 4 | 5 | 6 | 7 | 8 | 9 | 10 |  |  |  | Width | 2 | 3 | 5 | 6 | 8 | 9 | 10 | 11 | 13 | 14 |  |  |  | Width | 3 | 5 | 8 | 10 | 12 | 14 | 17 | 19 | 21 | 23 |  |  | Width | 5 | 8 | 11 | 14 | 18 | 21 | 25 | 28 | 31 | 35 |  |  | Width | 6 | 10 | 14 | 19 | 23 | 28 | 32 | 37 | 41 | 46
|  |  |  | Excess Fencing | [12 empty] | Excess Fencing | [12 empty] | Excess Fencing | [10 empty] | Excess Fencing | [13 empty] | Excess Fencing | [13 empty] | Excess Fencing | [13 empty] | Excess Fencing | [12 empty] | Excess Fencing | [12 empty] | Excess Fencing
|  |  |  | Length | 1 | 2.5 | 0 | 0.25 | 0.5 | 0.75 | 1 | 1.25 | 1.5 | 1.75 |  |  | Length | 1.15 | 1.9 | 2.15 | 2.4 | 2.65 | 0.15 | 0.4 | 0.65 | 0.9 | 1.15 |  |  | Length | 0 | 0.25 | 0.75 | 1.25 | 1.8333 | 1.25 | 1 | 1.25 | 0.5 | 1.25 | Length | 0.75 | 1 | 1.5 | 2 | 2.5833 | 2 | 1.75 | 2 | 1.25 | 2 |  |  |  | Length | 1.125 | 1.625 | 1.625 | 1.625 | 1.625 | 1.625 | 1.625 | 1.625 | 1.625 | 1.625 |  |  |  | Length | 0.04 | 2.54 | 1.79 | 2.54 | 1.04 | 2.54 | 0.69909 | 2.54 | 0.50429 | 2.54 |  |  |  | Length | 1.65 | 1.15 | 2.4 | 1.15 | 1.9192 | 1.15 | 1.7056 | 1.15 | 1.5848 | 1.15 |  |  | Length | 0.37 | 1.37 | 1.37 | 0.12 | 0.38316 | 0.55478 | 0.67556 | 0.12 | 0.26706 | 0.38316 |  |  | Length | 1.327 | 0.827 | 0.827 | 0.827 | 0.827 | 0.827 | 0.827 | 0.827 | 0.827 | 0.827
|  |  |  | Width | 0.5 | 0.5 | 0.5 | 0.5 | 0.5 | 0.5 | 0.5 | 0.5 | 0.5 | 0.5 |  |  | Width | 0.5 | 0.5 | 0.5 | 0.5 | 0.5 | 0.5 | 0.5 | 0.5 | 0.5 | 0.5 |  |  | Width | 0.5 | 0.5 | 0.5 | 0.5 | 0.75 | 0.75 | 1 | 1 | 1.25 | 1.25 | Width | 0.5 | 0.5 | 0.5 | 0.5 | 0.75 | 0.75 | 1 | 1 | 1.25 | 1.25 |  |  |  | Width | 0.5 | 0.5 | 0.75 | 1 | 1.25 | 1.5 | 1.75 | 2 | 2.25 | 2.5 |  |  |  | Width | 0.5 | 0.75 | 1.25 | 1.5 | 2 | 2.25 | 0 | 0.25 | 0.75 | 1 |  |  |  | Width | 0.75 | 1.25 | 2 | 2.5 | 0.5 | 1 | 1.75 | 2.25 | 0.25 | 0.75 |  |  | Width | 1.25 | 2 | 0.25 | 1 | 2 | 0.25 | 1.25 | 2 | 0.25 | 1.25 |  |  | Width | 1.5 | 2.5 | 1 | 2.25 | 0.75 | 2 | 0.5 | 1.75 | 0.25 | 1.5
[5 empty] | 0.5 | 1.25 | 0 | 0.125 | 0.25 | 0.375 | 0.5 | 0.625 | 0.75 | 0.875 | Min Excess each side 1m |  |  | 0.575 | 0.95 | 1.075 | 1.2 | 1.325 | 0.075 | 0.2 | 0.325 | 0.45 | 0.575 |  |  |  | 0 | 0.125 | 0.375 | 0.625 | 0.91667 | 0.625 | 0.5 | 0.625 | 0.25 | 0.625 |  | 0.375 | 0.5 | 0.75 | 1 | 1.2917 | 1 | 0.875 | 1 | 0.625 | 1 |  |  |  |  | 0.5625 | 0.8125 | 0.8125 | 0.8125 | 0.8125 | 0.8125 | 0.8125 | 0.8125 | 0.8125 | 0.8125 |  |  |  |  | 0.02 | 1.27 | 0.895 | 1.27 | 0.52 | 1.27 | 0.34955 | 1.27 | 0.25214 | 1.27 |  |  |  |  | 0.825 | 0.575 | 1.2 | 0.575 | 0.95962 | 0.575 | 0.85278 | 0.575 | 0.79239 | 0.575 |  |  |  | 0.185 | 0.685 | 0.685 | 0.06 | 0.19158 | 0.27739 | 0.33778 | 0.06 | 0.13353 | 0.19158 |  |  |  | 0.6635 | 0.4135 | 0.4135 | 0.4135 | 0.4135 | 0.4135 | 0.4135 | 0.4135 | 0.4135 | 0.4135
[5 empty] | 0.25 | 0.25 | 0.25 | 0.25 | 0.25 | 0.25 | 0.25 | 0.25 | 0.25 | 0.25 | Double Check |  |  | 0.25 | 0.25 | 0.25 | 0.25 | 0.25 | 0.25 | 0.25 | 0.25 | 0.25 | 0.25 |  |  |  | 0.25 | 0.25 | 0.25 | 0.25 | 0.375 | 0.375 | 0.5 | 0.5 | 0.625 | 0.625 |  | 0.25 | 0.25 | 0.25 | 0.25 | 0.375 | 0.375 | 0.5 | 0.5 | 0.625 | 0.625 |  |  |  |  | 0.25 | 0.25 | 0.375 | 0.5 | 0.625 | 0.75 | 0.875 | 1 | 1.125 | 1.25 |  |  |  |  | 0.25 | 0.375 | 0.625 | 0.75 | 1 | 1.125 | 0 | 0.125 | 0.375 | 0.5 |  |  |  |  | 0.375 | 0.625 | 1 | 1.25 | 0.25 | 0.5 | 0.875 | 1.125 | 0.125 | 0.375 |  |  |  | 0.625 | 1 | 0.125 | 0.5 | 1 | 0.125 | 0.625 | 1 | 0.125 | 0.625 |  |  |  | 0.75 | 1.25 | 0.5 | 1.125 | 0.375 | 1 | 0.25 | 0.875 | 0.125 | 0.75
|  |  |  | No. Fenc Posts | [12 empty] | No. Fenc Posts | [12 empty] | No. Fenc Posts | [10 empty] | No. Fenc Posts | [13 empty] | No. Fenc Posts | [13 empty] | No. Fenc Posts | [13 empty] | No. Fenc Posts | [12 empty] | No. Fenc Posts | [12 empty] | No. Fenc Posts
|  |  |  | Length | 4 | 4 | 5 | 6 | 7 | 8 | 9 | 10 | 11 | 12 |  |  | Length | 4 | 5 | 5 | 6 | 7 | 8 | 9 | 10 | 11 | 12 |  |  | Length | 5 | 6 | 8 | 10 | 9 | 10 | 9 | 10 | 9 | 10 | Length | 6 | 7 | 9 | 10 | 9 | 10 | 10 | 10 | 10 | 10 |  |  |  | Length | 9 | 11 | 11 | 11 | 11 | 11 | 11 | 11 | 11 | 11 |  |  |  | Length | 11 | 10 | 10 | 10 | 10 | 10 | 10 | 10 | 10 | 10 |  |  |  | Length | 13 | 11 | 10 | 11 | 11 | 11 | 11 | 11 | 11 | 11 |  |  | Length | 12 | 11 | 11 | 11 | 11 | 11 | 11 | 11 | 11 | 11 |  |  | Length | 13 | 11 | 11 | 11 | 11 | 11 | 11 | 11 | 11 | 11
|  |  |  | Width | 3 | 3 | 3 | 3 | 3 | 3 | 3 | 3 | 3 | 3 |  |  | Width | 3 | 3 | 3 | 3 | 3 | 3 | 3 | 3 | 3 | 3 |  |  | Width | 3 | 3 | 3 | 3 | 4 | 4 | 5 | 5 | 6 | 6 | Width | 3 | 3 | 3 | 3 | 4 | 4 | 5 | 5 | 6 | 6 |  |  |  | Width | 3 | 3 | 4 | 5 | 6 | 7 | 8 | 9 | 10 | 11 |  |  |  | Width | 3 | 4 | 6 | 7 | 9 | 10 | 11 | 12 | 14 | 15 |  |  |  | Width | 4 | 6 | 9 | 11 | 13 | 15 | 18 | 20 | 22 | 24 |  |  | Width | 6 | 9 | 12 | 15 | 19 | 22 | 26 | 29 | 32 | 36 |  |  | Width | 7 | 11 | 15 | 20 | 24 | 29 | 33 | 38 | 42 | 47
|  |  |  | Total | 13 | 13 | 15 | 17 | 19 | 21 | 23 | 25 | 27 | 29 |  |  | Total | 13 | 15 | 15 | 17 | 19 | 21 | 23 | 25 | 27 | 29 |  |  | Total | 15 | 17 | 21 | 25 | 25 | 27 | 27 | 29 | 29 | 31 | Total | 17 | 19 | 23 | 25 | 25 | 27 | 29 | 29 | 31 | 31 |  |  |  | Total | 23 | 27 | 29 | 31 | 33 | 35 | 37 | 39 | 41 | 43 |  |  |  | Total | 27 | 27 | 31 | 33 | 37 | 39 | 41 | 43 | 47 | 49 |  |  |  | Total | 33 | 33 | 37 | 43 | 47 | 51 | 57 | 61 | 65 | 69 |  |  | Total | 35 | 39 | 45 | 51 | 59 | 65 | 73 | 79 | 85 | 93 |  |  | Total | 39 | 43 | 51 | 61 | 69 | 79 | 87 | 97 | 105 | 115
|  |  |  | Gate | 1 | 1 | 1 | 1 | 1 | 1 | 1 | 1 | 1 | 1 |  |  | Gate | 1 | 1 | 1 | 1 | 1 | 1 | 1 | 1 | 1 | 1 |  |  | Gate | 1 | 1 | 1 | 1 | 1 | 1 | 1 | 1 | 1 | 1 | Gate | 1 | 1 | 1 | 1 | 1 | 1 | 1 | 1 | 1 | 1 |  |  |  | Gate | 1 | 1 | 1 | 1 | 1 | 1 | 1 | 1 | 1 | 1 |  |  |  | Gate | 1 | 1 | 1 | 1 | 1 | 1 | 1 | 1 | 1 | 1 |  |  |  | Gate | 1 | 1 | 1 | 1 | 1 | 1 | 1 | 1 | 1 | 1 |  |  | Gate | 1 | 1 | 1 | 1 | 1 | 1 | 1 | 1 | 1 | 1 |  |  | Gate | 1 | 1 | 1 | 1 | 1 | 1 | 1 | 1 | 1 | 1
|  |  |  | No. of Units | [12 empty] | No. of Units | [12 empty] | No. of Units | [10 empty] | No. of Units | [13 empty] | No. of Units | [13 empty] | No. of Units | [13 empty] | No. of Units | [12 empty] | No. of Units | [12 empty] | No. of Units
|  |  |  | Fence Posts | 13 | 13 | 15 | 17 | 19 | 21 | 23 | 25 | 27 | 29 |  |  | Fence Posts | 13 | 15 | 15 | 17 | 19 | 21 | 23 | 25 | 27 | 29 |  |  | Fence Posts | 15 | 17 | 21 | 25 | 25 | 27 | 27 | 29 | 29 | 31 | Fence Posts | 17 | 19 | 23 | 25 | 25 | 27 | 29 | 29 | 31 | 31 |  |  |  | Fence Posts | 23 | 27 | 29 | 31 | 33 | 35 | 37 | 39 | 41 | 43 |  |  |  | Fence Posts | 27 | 27 | 31 | 33 | 37 | 39 | 41 | 43 | 47 | 49 |  |  |  | Fence Posts | 33 | 33 | 37 | 43 | 47 | 51 | 57 | 61 | 65 | 69 |  |  | Fence Posts | 35 | 39 | 45 | 51 | 59 | 65 | 73 | 79 | 85 | 93 |  |  | Fence Posts | 39 | 43 | 51 | 61 | 69 | 79 | 87 | 97 | 105 | 115
|  |  |  | Corner Posts | 4 | 4 | 4 | 4 | 4 | 4 | 4 | 4 | 4 | 4 |  |  | Corner Posts | 4 | 4 | 4 | 4 | 4 | 4 | 4 | 4 | 4 | 4 |  |  | Corner Posts | 4 | 4 | 4 | 4 | 4 | 4 | 4 | 4 | 4 | 4 | Corner Posts | 4 | 4 | 4 | 4 | 4 | 4 | 4 | 4 | 4 | 4 |  |  |  | Corner Posts | 4 | 4 | 4 | 4 | 4 | 4 | 4 | 4 | 4 | 4 |  |  |  | Corner Posts | 4 | 4 | 4 | 4 | 4 | 4 | 4 | 4 | 4 | 4 |  |  |  | Corner Posts | 4 | 4 | 4 | 4 | 4 | 4 | 4 | 4 | 4 | 4 |  |  | Corner Posts | 4 | 4 | 4 | 4 | 4 | 4 | 4 | 4 | 4 | 4 |  |  | Corner Posts | 4 | 4 | 4 | 4 | 4 | 4 | 4 | 4 | 4 | 4
|  |  |  | Gate (plus extras) | [12 empty] | Gate (plus extras) | 1 | 1 | 1 | 1 | 1 | 1 | 1 | 1 | 1 | 1 |  |  | Gate (plus extras) | 1 | 1 | 1 | 1 | 1 | 1 | 1 | 1 | 1 | 1 | Gate (plus extras) | 1 | 1 | 1 | 1 | 1 | 1 | 1 | 1 | 1 | 1 |  |  |  | Gate (plus extras) | 1 | 1 | 1 | 1 | 1 | 1 | 1 | 1 | 1 | 1 |  |  |  | Gate (plus extras) | 1 | 1 | 1 | 1 | 1 | 1 | 1 | 1 | 1 | 1 |  |  |  | Gate (plus extras) | 1 | 1 | 1 | 1 | 1 | 1 | 1 | 1 | 1 | 1 |  |  | Gate (plus extras) | 1 | 1 | 1 | 1 | 1 | 1 | 1 | 1 | 1 | 1 |  |  | Gate (plus extras) | 1 | 1 | 1 | 1 | 1 | 1 | 1 | 1 | 1 | 1 | bar: 13 to 29
|  |  |  | Excavation | 3.4628 | 3.4628 | 3.8273 | 4.1918 | 4.5563 | 4.9208 | 5.2853 | 5.6498 | 6.0143 | 6.3788 |  |  | Excavation | 3.4628 | 3.8273 | 3.8273 | 4.1918 | 4.5563 | 4.9208 | 5.2853 | 5.6498 | 6.0143 | 6.3788 |  |  | Excavation | 3.8273 | 4.1918 | 4.9208 | 5.6498 | 5.6498 | 6.0143 | 6.0143 | 6.3788 | 6.3788 | 6.7433 | Excavation | 4.1918 | 4.5563 | 5.2853 | 5.6498 | 5.6498 | 6.0143 | 6.3788 | 6.3788 | 6.7433 | 6.7433 |  |  |  | Excavation | 5.2853 | 6.0143 | 6.3788 | 6.7433 | 7.1078 | 7.4723 | 7.8368 | 8.2013 | 8.5658 | 8.9303 |  |  |  | Excavation | 6.0143 | 6.0143 | 6.7433 | 7.1078 | 7.8368 | 8.2013 | 8.5658 | 8.9303 | 9.6593 | 10.0238 |  |  |  | Excavation | 7.1078 | 7.1078 | 7.8368 | 8.9303 | 9.6593 | 10.3883 | 11.4818 | 12.2108 | 12.9398 | 13.6688 |  |  | Excavation | 7.4723 | 8.2013 | 9.2948 | 10.3883 | 11.8463 | 12.9398 | 14.3978 | 15.4913 | 16.5848 | 18.0428 |  |  | Excavation | 8.2013 | 8.9303 | 10.3883 | 12.2108 | 13.6688 | 15.4913 | 16.9493 | 18.7718 | 20.2298 | 22.0523
|  |  |  | Concrete | 3.4628 | 3.4628 | 3.8273 | 4.1918 | 4.5563 | 4.9208 | 5.2853 | 5.6498 | 6.0143 | 6.3788 |  |  | Concrete | 3.4628 | 3.8273 | 3.8273 | 4.1918 | 4.5563 | 4.9208 | 5.2853 | 5.6498 | 6.0143 | 6.3788 |  |  | Concrete | 3.8273 | 4.1918 | 4.9208 | 5.6498 | 5.6498 | 6.0143 | 6.0143 | 6.3788 | 6.3788 | 6.7433 | Concrete | 4.1918 | 4.5563 | 5.2853 | 5.6498 | 5.6498 | 6.0143 | 6.3788 | 6.3788 | 6.7433 | 6.7433 |  |  |  | Concrete | 5.2853 | 6.0143 | 6.3788 | 6.7433 | 7.1078 | 7.4723 | 7.8368 | 8.2013 | 8.5658 | 8.9303 |  |  |  | Concrete | 6.0143 | 6.0143 | 6.7433 | 7.1078 | 7.8368 | 8.2013 | 8.5658 | 8.9303 | 9.6593 | 10.0238 |  |  |  | Concrete | 7.1078 | 7.1078 | 7.8368 | 8.9303 | 9.6593 | 10.3883 | 11.4818 | 12.2108 | 12.9398 | 13.6688 |  |  | Concrete | 7.4723 | 8.2013 | 9.2948 | 10.3883 | 11.8463 | 12.9398 | 14.3978 | 15.4913 | 16.5848 | 18.0428 |  |  | Concrete | 8.2013 | 8.9303 | 10.3883 | 12.2108 | 13.6688 | 15.4913 | 16.9493 | 18.7718 | 20.2298 | 22.0523
|  |  |  | Unit Price | [12 empty] | Unit Price | [12 empty] | Unit Price | [10 empty] | Unit Price | [13 empty] | Unit Price | [13 empty] | Unit Price | [13 empty] | Unit Price | [12 empty] | Unit Price | [12 empty] | Unit Price
|  |  |  | Fence Posts | 112.824 | 112.824 | 112.824 | 112.824 | 112.824 | 112.824 | 112.824 | 112.824 | 112.824 | 112.824 |  |  | Fence Posts | 112.824 | 112.824 | 112.824 | 112.824 | 112.824 | 112.824 | 112.824 | 112.824 | 112.824 | 112.824 |  |  | Fence Posts | 112.824 | 112.824 | 112.824 | 112.824 | 112.824 | 112.824 | 112.824 | 112.824 | 112.824 | 112.824 | Fence Posts | 112.824 | 112.824 | 112.824 | 112.824 | 112.824 | 112.824 | 112.824 | 112.824 | 112.824 | 112.824 |  |  |  | Fence Posts | 112.824 | 112.824 | 112.824 | 112.824 | 112.824 | 112.824 | 112.824 | 112.824 | 112.824 | 112.824 |  |  |  | Fence Posts | 112.824 | 112.824 | 112.824 | 112.824 | 112.824 | 112.824 | 112.824 | 112.824 | 112.824 | 112.824 |  |  |  | Fence Posts | 112.824 | 112.824 | 112.824 | 112.824 | 112.824 | 112.824 | 112.824 | 112.824 | 112.824 | 112.824 |  |  | Fence Posts | 112.824 | 112.824 | 112.824 | 112.824 | 112.824 | 112.824 | 112.824 | 112.824 | 112.824 | 112.824 |  |  | Fence Posts | 112.824 | 112.824 | 112.824 | 112.824 | 112.824 | 112.824 | 112.824 | 112.824 | 112.824 | 112.824
|  |  |  | Corner Posts | 36.384 | 36.384 | 36.384 | 36.384 | 36.384 | 36.384 | 36.384 | 36.384 | 36.384 | 36.384 |  |  | Corner Posts | 36.384 | 36.384 | 36.384 | 36.384 | 36.384 | 36.384 | 36.384 | 36.384 | 36.384 | 36.384 |  |  | Corner Posts | 36.384 | 36.384 | 36.384 | 36.384 | 36.384 | 36.384 | 36.384 | 36.384 | 36.384 | 36.384 | Corner Posts | 36.384 | 36.384 | 36.384 | 36.384 | 36.384 | 36.384 | 36.384 | 36.384 | 36.384 | 36.384 |  |  |  | Corner Posts | 36.384 | 36.384 | 36.384 | 36.384 | 36.384 | 36.384 | 36.384 | 36.384 | 36.384 | 36.384 |  |  |  | Corner Posts | 36.384 | 36.384 | 36.384 | 36.384 | 36.384 | 36.384 | 36.384 | 36.384 | 36.384 | 36.384 |  |  |  | Corner Posts | 36.384 | 36.384 | 36.384 | 36.384 | 36.384 | 36.384 | 36.384 | 36.384 | 36.384 | 36.384 |  |  | Corner Posts | 36.384 | 36.384 | 36.384 | 36.384 | 36.384 | 36.384 | 36.384 | 36.384 | 36.384 | 36.384 |  |  | Corner Posts | 36.384 | 36.384 | 36.384 | 36.384 | 36.384 | 36.384 | 36.384 | 36.384 | 36.384 | 36.384
|  |  |  | Gate (plus extras) | 539.4 | 539.4 | 539.4 | 539.4 | 539.4 | 539.4 | 539.4 | 539.4 | 539.4 | 539.4 |  |  | Gate (plus extras) | 539.4 | 539.4 | 539.4 | 539.4 | 539.4 | 539.4 | 539.4 | 539.4 | 539.4 | 539.4 |  |  | Gate (plus extras) | 539.4 | 539.4 | 539.4 | 539.4 | 539.4 | 539.4 | 539.4 | 539.4 | 539.4 | 539.4 | Gate (plus extras) | 539.4 | 539.4 | 539.4 | 539.4 | 539.4 | 539.4 | 539.4 | 539.4 | 539.4 | 539.4 |  |  |  | Gate (plus extras) | 539.4 | 539.4 | 539.4 | 539.4 | 539.4 | 539.4 | 539.4 | 539.4 | 539.4 | 539.4 |  |  |  | Gate (plus extras) | 539.4 | 539.4 | 539.4 | 539.4 | 539.4 | 539.4 | 539.4 | 539.4 | 539.4 | 539.4 |  |  |  | Gate (plus extras) | 539.4 | 539.4 | 539.4 | 539.4 | 539.4 | 539.4 | 539.4 | 539.4 | 539.4 | 539.4 |  |  | Gate (plus extras) | 539.4 | 539.4 | 539.4 | 539.4 | 539.4 | 539.4 | 539.4 | 539.4 | 539.4 | 539.4 |  |  | Gate (plus extras) | 539.4 | 539.4 | 539.4 | 539.4 | 539.4 | 539.4 | 539.4 | 539.4 | 539.4 | 539.4
|  |  |  | Excavation | 11.958 | 11.958 | 11.958 | 11.958 | 11.958 | 11.958 | 11.958 | 11.958 | 11.958 | 11.958 |  |  | Excavation | 11.958 | 11.958 | 11.958 | 11.958 | 11.958 | 11.958 | 11.958 | 11.958 | 11.958 | 11.958 |  |  | Excavation | 11.958 | 11.958 | 11.958 | 11.958 | 11.958 | 11.958 | 11.958 | 11.958 | 11.958 | 11.958 | Excavation | 11.958 | 11.958 | 11.958 | 11.958 | 11.958 | 11.958 | 11.958 | 11.958 | 11.958 | 11.958 |  |  |  | Excavation | 11.958 | 11.958 | 11.958 | 11.958 | 11.958 | 11.958 | 11.958 | 11.958 | 11.958 | 11.958 |  |  |  | Excavation | 11.958 | 11.958 | 11.958 | 11.958 | 11.958 | 11.958 | 11.958 | 11.958 | 11.958 | 11.958 |  |  |  | Excavation | 11.958 | 11.958 | 11.958 | 11.958 | 11.958 | 11.958 | 11.958 | 11.958 | 11.958 | 11.958 |  |  | Excavation | 11.958 | 11.958 | 11.958 | 11.958 | 11.958 | 11.958 | 11.958 | 11.958 | 11.958 | 11.958 |  |  | Excavation | 11.958 | 11.958 | 11.958 | 11.958 | 11.958 | 11.958 | 11.958 | 11.958 | 11.958 | 11.958
|  |  |  | Concrete | 99.5089 | 99.5089 | 99.5089 | 99.5089 | 99.5089 | 99.5089 | 99.5089 | 99.5089 | 99.5089 | 99.5089 |  |  | Concrete | 99.5089 | 99.5089 | 99.5089 | 99.5089 | 99.5089 | 99.5089 | 99.5089 | 99.5089 | 99.5089 | 99.5089 |  |  | Concrete | 99.5089 | 99.5089 | 99.5089 | 99.5089 | 99.5089 | 99.5089 | 99.5089 | 99.5089 | 99.5089 | 99.5089 | Concrete | 99.5089 | 99.5089 | 99.5089 | 99.5089 | 99.5089 | 99.5089 | 99.5089 | 99.5089 | 99.5089 | 99.5089 |  |  |  | Concrete | 99.5089 | 99.5089 | 99.5089 | 99.5089 | 99.5089 | 99.5089 | 99.5089 | 99.5089 | 99.5089 | 99.5089 |  |  |  | Concrete | 99.5089 | 99.5089 | 99.5089 | 99.5089 | 99.5089 | 99.5089 | 99.5089 | 99.5089 | 99.5089 | 99.5089 |  |  |  | Concrete | 99.5089 | 99.5089 | 99.5089 | 99.5089 | 99.5089 | 99.5089 | 99.5089 | 99.5089 | 99.5089 | 99.5089 |  |  | Concrete | 99.5089 | 99.5089 | 99.5089 | 99.5089 | 99.5089 | 99.5089 | 99.5089 | 99.5089 | 99.5089 | 99.5089 |  |  | Concrete | 99.5089 | 99.5089 | 99.5089 | 99.5089 | 99.5089 | 99.5089 | 99.5089 | 99.5089 | 99.5089 | 99.5089
|  |  |  | Unit Cost | [12 empty] | Unit Cost | [12 empty] | Unit Cost | [10 empty] | Unit Cost | [13 empty] | Unit Cost | [13 empty] | Unit Cost | [13 empty] | Unit Cost | [12 empty] | Unit Cost | [12 empty] | Unit Cost
|  |  |  | Fence Posts | 1466.712 | 1466.712 | 1692.36 | 1918.008 | 2143.656 | 2369.304 | 2594.952 | 2820.6 | 3046.248 | 3271.896 |  |  | Fence Posts | 1466.712 | 1692.36 | 1692.36 | 1918.008 | 2143.656 | 2369.304 | 2594.952 | 2820.6 | 3046.248 | 3271.896 |  |  | Fence Posts | 1692.36 | 1918.008 | 2369.304 | 2820.6 | 2820.6 | 3046.248 | 3046.248 | 3271.896 | 3271.896 | 3497.544 | Fence Posts | 1918.008 | 2143.656 | 2594.952 | 2820.6 | 2820.6 | 3046.248 | 3271.896 | 3271.896 | 3497.544 | 3497.544 |  |  |  | Fence Posts | 2594.952 | 3046.248 | 3271.896 | 3497.544 | 3723.192 | 3948.84 | 4174.488 | 4400.136 | 4625.784 | 4851.432 |  |  |  | Fence Posts | 3046.248 | 3046.248 | 3497.544 | 3723.192 | 4174.488 | 4400.136 | 4625.784 | 4851.432 | 5302.728 | 5528.376 |  |  |  | Fence Posts | 3723.192 | 3723.192 | 4174.488 | 4851.432 | 5302.728 | 5754.024 | 6430.968 | 6882.264 | 7333.56 | 7784.856 |  |  | Fence Posts | 3948.84 | 4400.136 | 5077.08 | 5754.024 | 6656.616 | 7333.56 | 8236.152 | 8913.096 | 9590.04 | 10492.632 |  |  | Fence Posts | 4400.136 | 4851.432 | 5754.024 | 6882.264 | 7784.856 | 8913.096 | 9815.688 | 10943.928 | 11846.52 | 12974.76
|  |  |  | Corner Posts | 145.536 | 145.536 | 145.536 | 145.536 | 145.536 | 145.536 | 145.536 | 145.536 | 145.536 | 145.536 |  |  | Corner Posts | 145.536 | 145.536 | 145.536 | 145.536 | 145.536 | 145.536 | 145.536 | 145.536 | 145.536 | 145.536 |  |  | Corner Posts | 145.536 | 145.536 | 145.536 | 145.536 | 145.536 | 145.536 | 145.536 | 145.536 | 145.536 | 145.536 | Corner Posts | 145.536 | 145.536 | 145.536 | 145.536 | 145.536 | 145.536 | 145.536 | 145.536 | 145.536 | 145.536 |  |  |  | Corner Posts | 145.536 | 145.536 | 145.536 | 145.536 | 145.536 | 145.536 | 145.536 | 145.536 | 145.536 | 145.536 |  |  |  | Corner Posts | 145.536 | 145.536 | 145.536 | 145.536 | 145.536 | 145.536 | 145.536 | 145.536 | 145.536 | 145.536 |  |  |  | Corner Posts | 145.536 | 145.536 | 145.536 | 145.536 | 145.536 | 145.536 | 145.536 | 145.536 | 145.536 | 145.536 |  |  | Corner Posts | 145.536 | 145.536 | 145.536 | 145.536 | 145.536 | 145.536 | 145.536 | 145.536 | 145.536 | 145.536 |  |  | Corner Posts | 145.536 | 145.536 | 145.536 | 145.536 | 145.536 | 145.536 | 145.536 | 145.536 | 145.536 | 145.536
|  |  |  | Gate (plus extras) | 539.4 | 539.4 | 539.4 | 539.4 | 539.4 | 539.4 | 539.4 | 539.4 | 539.4 | 539.4 |  |  | Gate (plus extras) | 539.4 | 539.4 | 539.4 | 539.4 | 539.4 | 539.4 | 539.4 | 539.4 | 539.4 | 539.4 |  |  | Gate (plus extras) | 539.4 | 539.4 | 539.4 | 539.4 | 539.4 | 539.4 | 539.4 | 539.4 | 539.4 | 539.4 | Gate (plus extras) | 539.4 | 539.4 | 539.4 | 539.4 | 539.4 | 539.4 | 539.4 | 539.4 | 539.4 | 539.4 |  |  |  | Gate (plus extras) | 539.4 | 539.4 | 539.4 | 539.4 | 539.4 | 539.4 | 539.4 | 539.4 | 539.4 | 539.4 |  |  |  | Gate (plus extras) | 539.4 | 539.4 | 539.4 | 539.4 | 539.4 | 539.4 | 539.4 | 539.4 | 539.4 | 539.4 |  |  |  | Gate (plus extras) | 539.4 | 539.4 | 539.4 | 539.4 | 539.4 | 539.4 | 539.4 | 539.4 | 539.4 | 539.4 |  |  | Gate (plus extras) | 539.4 | 539.4 | 539.4 | 539.4 | 539.4 | 539.4 | 539.4 | 539.4 | 539.4 | 539.4 |  |  | Gate (plus extras) | 539.4 | 539.4 | 539.4 | 539.4 | 539.4 | 539.4 | 539.4 | 539.4 | 539.4 | 539.4
|  |  |  | Excavation | 41.4077 | 41.4077 | 45.7664 | 50.1251 | 54.4838 | 58.8426 | 63.2013 | 67.56 | 71.9187 | 76.2774 |  |  | Excavation | 41.4077 | 45.7664 | 45.7664 | 50.1251 | 54.4838 | 58.8426 | 63.2013 | 67.56 | 71.9187 | 76.2774 |  |  | Excavation | 45.7664 | 50.1251 | 58.8426 | 67.56 | 67.56 | 71.9187 | 71.9187 | 76.2774 | 76.2774 | 80.6361 | Excavation | 50.1251 | 54.4838 | 63.2013 | 67.56 | 67.56 | 71.9187 | 76.2774 | 76.2774 | 80.6361 | 80.6361 |  |  |  | Excavation | 63.2013 | 71.9187 | 76.2774 | 80.6361 | 84.9948 | 89.3535 | 93.7122 | 98.0709 | 102.4296 | 106.7883 |  |  |  | Excavation | 71.9187 | 71.9187 | 80.6361 | 84.9948 | 93.7122 | 98.0709 | 102.4296 | 106.7883 | 115.5058 | 119.8645 |  |  |  | Excavation | 84.9948 | 84.9948 | 93.7122 | 106.7883 | 115.5058 | 124.2232 | 137.2993 | 146.0167 | 154.7341 | 163.4515 |  |  | Excavation | 89.3535 | 98.0709 | 111.147 | 124.2232 | 141.658 | 154.7341 | 172.169 | 185.2451 | 198.3212 | 215.756 |  |  | Excavation | 98.0709 | 106.7883 | 124.2232 | 146.0167 | 163.4515 | 185.2451 | 202.6799 | 224.4735 | 241.9083 | 263.7018
|  |  |  | Concrete | 344.5745 | 344.5745 | 380.8455 | 417.1166 | 453.3876 | 489.6586 | 525.9296 | 562.2006 | 598.4716 | 634.7426 |  |  | Concrete | 344.5745 | 380.8455 | 380.8455 | 417.1166 | 453.3876 | 489.6586 | 525.9296 | 562.2006 | 598.4716 | 634.7426 |  |  | Concrete | 380.8455 | 417.1166 | 489.6586 | 562.2006 | 562.2006 | 598.4716 | 598.4716 | 634.7426 | 634.7426 | 671.0136 | Concrete | 417.1166 | 453.3876 | 525.9296 | 562.2006 | 562.2006 | 598.4716 | 634.7426 | 634.7426 | 671.0136 | 671.0136 |  |  |  | Concrete | 525.9296 | 598.4716 | 634.7426 | 671.0136 | 707.2846 | 743.5556 | 779.8266 | 816.0976 | 852.3686 | 888.6396 |  |  |  | Concrete | 598.4716 | 598.4716 | 671.0136 | 707.2846 | 779.8266 | 816.0976 | 852.3686 | 888.6396 | 961.1816 | 997.4526 |  |  |  | Concrete | 707.2846 | 707.2846 | 779.8266 | 888.6396 | 961.1816 | 1033.7236 | 1142.5366 | 1215.0786 | 1287.6207 | 1360.1627 |  |  | Concrete | 743.5556 | 816.0976 | 924.9106 | 1033.7236 | 1178.8076 | 1287.6207 | 1432.7047 | 1541.5177 | 1650.3307 | 1795.4147 |  |  | Concrete | 816.0976 | 888.6396 | 1033.7236 | 1215.0786 | 1360.1627 | 1541.5177 | 1686.6017 | 1867.9567 | 2013.0407 | 2194.3958
|  |  |  | Sub Total | 2537.6303 | 2537.6303 | 2803.908 | 3070.1857 | 3336.4634 | 3602.7411 | 3869.0188 | 4135.2965 | 4401.5743 | 4667.852 |  |  | Sub Total | 2537.6303 | 2803.908 | 2803.908 | 3070.1857 | 3336.4634 | 3602.7411 | 3869.0188 | 4135.2965 | 4401.5743 | 4667.852 |  |  | Sub Total | 2803.908 | 3070.1857 | 3602.7411 | 4135.2965 | 4135.2965 | 4401.5743 | 4401.5743 | 4667.852 | 4667.852 | 4934.1297 | Sub Total | 3070.1857 | 3336.4634 | 3869.0188 | 4135.2965 | 4135.2965 | 4401.5743 | 4667.852 | 4667.852 | 4934.1297 | 4934.1297 |  |  |  | Sub Total | 3869.0188 | 4401.5743 | 4667.852 | 4934.1297 | 5200.4074 | 5466.6851 | 5732.9628 | 5999.2405 | 6265.5182 | 6531.796 |  |  |  | Sub Total | 4401.5743 | 4401.5743 | 4934.1297 | 5200.4074 | 5732.9628 | 5999.2405 | 6265.5182 | 6531.796 | 7064.3514 | 7330.6291 |  |  |  | Sub Total | 5200.4074 | 5200.4074 | 5732.9628 | 6531.796 | 7064.3514 | 7596.9068 | 8395.7399 | 8928.2954 | 9460.8508 | 9993.4062 |  |  | Sub Total | 5466.6851 | 5999.2405 | 6798.0737 | 7596.9068 | 8662.0176 | 9460.8508 | 10525.9616 | 11324.7948 | 12123.6279 | 13188.7388 |  |  | Sub Total | 5999.2405 | 6531.796 | 7596.9068 | 8928.2954 | 9993.4062 | 11324.7948 | 12389.9056 | 13721.2942 | 14786.405 | 16117.7936
|  |  |  | Total Field | 2894.6719 | 2962.9514 | 3365.7882 | 3768.625 | 4171.4617 | 4574.2985 | 4977.1353 | 5379.9721 | 5782.8088 | 6185.6456 |  |  | Total Field | 2894.6719 | 3229.2291 | 3365.7882 | 3768.625 | 4171.4617 | 4574.2985 | 4977.1353 | 5379.9721 | 5782.8088 | 6185.6456 |  |  | Total Field | 3358.736 | 3759.8387 | 4562.0439 | 5364.2492 | 5504.7702 | 5999.8367 | 6160.7882 | 6635.4242 | 6808.634 | 7271.0116 | Total Field | 3625.0137 | 4026.1164 | 4828.3216 | 5364.2492 | 5504.7702 | 5999.8367 | 6427.0659 | 6635.4242 | 7074.9118 | 7271.0116 |  |  |  | Total Field | 4828.3216 | 5630.5269 | 6266.1144 | 6901.7019 | 7537.2893 | 8172.8768 | 8808.4643 | 9444.0518 | 10079.6393 | 10715.2267 |  |  |  | Total Field | 5765.3518 | 5999.8367 | 7074.9118 | 7906.5991 | 9000.0617 | 9813.3615 | 10648.9043 | 11453.8463 | 12560.4427 | 13360.6087 |  |  |  | Total Field | 7141.853 | 7537.2893 | 9000.0617 | 10715.2267 | 12189.7859 | 13626.8864 | 15372.9619 | 16804.8238 | 18287.5825 | 19716.4835 |  |  | Total Field | 8048.6919 | 9266.3394 | 11468.8783 | 13626.8864 | 16089.2513 | 18287.5825 | 20753.4382 | 22894.4208 | 25093.3544 | 27559.3246 |  |  | Total Field | 9269.2152 | 10715.2267 | 13626.8864 | 16804.8238 | 19716.4835 | 22894.4208 | 25806.0805 | 28984.0179 | 31895.6776 | 35073.615
Desludging
|  |  |  | Unit Cost | 13: Unit; 13: Ref; 15: Ref (2021); 17: Cost (£) | [15 empty] | Unit Cost | Unit | Ref | Ref (2021) | Cost (£) | [20 empty] | Unit Cost | Unit | Ref | Ref (2021) | Cost (£) | [8 empty] | Unit Cost | Unit | Ref | Ref (2021) | Cost (£) | [9 empty] | Unit Cost | Unit | Ref | Ref (2021) | Cost (£) | [8 empty] | Unit Cost | Unit | Ref | Ref (2021) | Cost (£) | [8 empty] | Unit Cost | Unit | Ref | Ref (2021) | Cost (£)
|  |  |  | Desludging | 13: 193.5; 15: 193.5 | [15 empty] | Desludging |  | 193.5 | 193.5 | [21 empty] | Desludging |  | 193.5 | 193.5 | [9 empty] | Desludging |  | 211.7 | 211.7 |  |  |  |  | Increased cost based on 3 bedroom households=5PE therefore 30Pe is greater than 5 houses | [5 empty] | Desludging |  | 211.7 | 211.7 | [9 empty] | Desludging |  | 211.7 | 211.7 | [9 empty] | Desludging |  | 211.7 | 211.7 | [6 empty] | 211.7 | 211.7
[83 empty] | 12 | 20.4 | 20.4 | 244.8 | [9 empty] | 15 | 20.4 | 20.4 | 306 | [9 empty] | 22 | 20.4 | 20.4 | 448.8 |  |  |  |  | 20 | 20.4 | 20.4 | 408
[76 empty] | Based on British water standard flows | [9 empty] | 456.5 | [12 empty] | 517.7 | [12 empty] | 660.5 | [7 empty] | 619.7
[5 empty] | 13: Operational Period (years) | [16 empty] | Operational Period (years) |  |  |  |  | Cost | [19 empty] | Operational Period (years) |  |  |  |  | Cost | [7 empty] | Operational Period (years) |  |  |  |  | Cost | [8 empty] | Operational Period (years) |  |  |  |  | Cost | [7 empty] | Operational Period (years) |  |  |  |  | Cost
|  |  |  | Frequency (per year) | 13: 5; 13: 10; 15: 25; 17: 40; 23: Cost | [15 empty] | Frequency (per year) | 5 | 10 | 25 | [21 empty] | Frequency (per year) | 5 | 10 | 25 | [9 empty] | Frequency (per year) | 5 | 10 | 25 | [10 empty] | Frequency (per year) | 5 | 10 | 25 | [9 empty] | Frequency (per year) | 5 | 10 | 25 |  | OP | 25 | [10 empty] | Cost | [7 empty] | Cost
|  |  |  | 4 | 20 | 40 | 100 | 160 |  |  | 19350 |  |  | 3 | [15 empty] | 4 | 20 | 40 | 100 |  |  | 19350 | [18 empty] | 4 | 20 | 40 | 100 |  |  | 19350 | [6 empty] | 4 | 20 | 40 | 100 |  |  | 19350 | [7 empty] | 4 | 20 | 40 | 100 |  |  | 45650 | [6 empty] | 4 | 20 | 40 | 100 |  |  | 51770 | [9 empty] | OP | 25 | [6 empty] | OP | 25
|  |  |  | 2 | 10 | 20 | 50 | 80 |  |  | 9675 |  |  | 6 | [15 empty] | 2 | 10 | 20 | 50 |  |  | 9675 | [18 empty] | 2 | 10 | 20 | 50 |  |  | 9675 | [6 empty] | 2 | 10 | 20 | 50 |  |  | 9675 | [7 empty] | 2 | 10 | 20 | 50 |  |  | 22825 | [6 empty] | 2 | 10 | 20 | 50 |  |  | 25885 | [10 empty] | 66050 | 2642 | [6 empty] | 61970
|  |  |  | 1 | 5 | 10 | 25 | 40 |  |  | 4837.5 |  |  | 12 | [15 empty] | 1 | 5 | 10 | 25 |  |  | 4837.5 | [18 empty] | 1 | 5 | 10 | 25 |  |  | 4837.5 | [6 empty] | 1 | 5 | 10 | 25 |  |  | 4837.5 | [7 empty] | 1 | 5 | 10 | 25 |  |  | 11412.5 | [6 empty] | 1 | 5 | 10 | 25 |  |  | 12942.5 | [10 empty] | 33025 | 1321 | [6 empty] | 30985
|  |  |  | 0.66667 | 3 | 6 | 16 | 26 |  |  | 3096 |  |  | 18 | [15 empty] | 0.66667 | 3 | 6 | 16 |  |  | 3096 | [18 empty] | 0.66667 | 3 | 6 | 16 |  |  | 3096 | [6 empty] | 0.66667 | 3 | 6 | 16 |  |  | 3096 | [7 empty] | 0.66667 | 3 | 6 | 16 |  |  | 7304 | [6 empty] | 0.66667 | 3 | 6 | 16 |  |  | 8283.2 | [10 empty] | 16512.5 | 660.5 | [6 empty] | 15492.5
|  |  |  | 0.5 | 2 | 5 | 12 | 20 |  |  | 2322 |  |  | 24 | [15 empty] | 0.5 | 2 | 5 | 12 |  |  | 2322 | [18 empty] | 0.5 | 2 | 5 | 12 |  |  | 2322 | [6 empty] | 0.5 | 2 | 5 | 12 |  |  | 2322 | [7 empty] | 0.5 | 2 | 5 | 12 |  |  | 5478 | [6 empty] | 0.5 | 2 | 5 | 12 |  |  | 6212.4 | [10 empty] | 10568 | 422.72 | [6 empty] | 9915.2
|  |  |  | 0.25 | 1 | 2 | 6 | 10 |  |  | 1161 |  |  | 48 | [15 empty] | 0.25 | 1 | 2 | 6 |  |  | 1161 | [18 empty] | 0.25 | 1 | 2 | 6 |  |  | 1161 | [6 empty] | 0.25 | 1 | 2 | 6 |  |  | 1161 | [7 empty] | 0.25 | 1 | 2 | 6 |  |  | 2739 | [6 empty] | 0.25 | 1 | 2 | 6 |  |  | 3106.2 | [10 empty] | 7926 | 317.04 | [6 empty] | 7436.4
|  |  |  | 0.14286 | 0 | 1 | 3 | 5 |  |  | 580.5 |  |  | 84 | [15 empty] | 0.14286 | 0 | 1 | 3 |  |  | 580.5 | [18 empty] | 0.14286 | 0 | 1 | 3 |  |  | 580.5 | [6 empty] | 0.14286 | 0 | 1 | 3 |  |  | 580.5 | [7 empty] | 0.14286 | 0 | 1 | 3 |  |  | 1369.5 | [6 empty] | 0.14286 | 0 | 1 | 3 |  |  | 1553.1 | [10 empty] | 3963 | 158.52 | [6 empty] | 3718.2
|  |  |  | 0.33 | [90 empty] | 0.33 | 1 | 3 | 8 | [13 empty] | 1981.5 | 79.26 | [6 empty] | 1859.1
|  |  |  | 3 | [90 empty] | 6 |  |  | 150 | [13 empty] | 5284 | 211.36
|  |  |  | 6 | [107 empty] | 99075
12
18
24
48
84
[112 empty] | 6 | 3963
[112 empty] | 4 | 2642
[112 empty] | 2 | 1321
[112 empty] | 1 | 660.5
[112 empty] | 0.66667 | 422.72
[112 empty] | 0.5 | 317.04
[112 empty] | 0.25 | 158.52
[112 empty] | 0.14286 | 79.26
[112 empty] | 0.33 | 211.36

## STS
|  |  |  | 5 PE | [14 empty] | 10 PE | [13 empty] | 20 PE | [13 empty] | 30 PE | [13 empty] | 50 PE | [13 empty] | 75 PE | [13 empty] | 100 PE | [13 empty] | 150 PE | [13 empty] | 200 PE | [13 empty] | 300 PE | [13 empty] | 400 PE | [13 empty] | 500 PE | [13 empty] | 600 PE | [13 empty] | 800 PE | [13 empty] | 1000 PE
[20 empty] | Conditions |  | Dry |  | Shallow | [9 empty] | Conditions |  | Dry |  | Shallow | [9 empty] | Conditions |  | Dry |  | Shallow | [9 empty] | 50 PE | Desludging every 6 months | Dry Conditions |  | Inflation | 0.02 | Shallow Dig |  |  | Sizing |  |  |  |  | 75 PE | Desludging every 6 months | Dry Conditions |  | Inflation | 0.02 | Shallow Dig |  |  | Sizing |  |  |  |  | 100 PE | Desludging every 6 months | Dry Conditions |  | Inflation | 0.02 | Shallow Dig |  |  | Sizing |  |  |  |  | 100 PE | Desludging every 6 months | Dry Conditions |  | Inflation | 0.02 | Shallow Dig |  |  | Sizing | [13 empty] | Sizing |  |  |  |  | 100 PE | Desludging every 6 months | Dry Conditions |  | Inflation | 0.02 | Shallow Dig |  |  | Sizing | [13 empty] | Sizing | [13 empty] | Sizing |  |  |  |  | 100 PE | Desludging every 6 months | Dry Conditions |  | Inflation | 0.02 | Shallow Dig |  |  | Sizing | [13 empty] | Sizing | [13 empty] | Sizing
Sizing |  |  |  | 5 PE | Desludging every 6 months | Dry Conditions |  | Inflation | [11 empty] | Item | Unit | Ref | Ref (2021) | Cost (£) |  |  |  | Sizing | [5 empty] | Item | Unit | Ref | Ref (2021) | Cost (£) |  |  |  |  | Sizing |  |  |  |  | Item | Unit | Ref | Ref (2021) | Cost (£) |  |  |  |  | Sizing |  |  |  |  | Construction Costs | [8 empty] | Excavation Requiremnets |  |  |  |  | Construction Costs |  | 22000 l TANK | [6 empty] | Excavation Requiremnets |  |  |  |  | Construction Costs | [8 empty] | Excavation Requiremnets |  |  |  |  | Construction Costs | [8 empty] | Excavation Requiremnets |  |  |  |  | Tank Size |  | Weight (kg) | [6 empty] | Excavation Requiremnets |  |  |  |  | Construction Costs | [8 empty] | Excavation Requiremnets |  |  |  |  | Tank Size |  | Weight (kg) | [6 empty] | Excavation Requiremnets |  |  |  |  | Tank Size |  | Weight (kg) | [6 empty] | Excavation Requiremnets |  |  |  |  | Construction Costs | [8 empty] | Excavation Requiremnets |  |  |  |  | Tank Size |  | Weight (kg) | [6 empty] | Excavation Requiremnets |  |  |  |  | Tank Size |  | Weight (kg) | [6 empty] | Excavation Requiremnets
PE | Scottish Water Standard | Multi tank |  | Construction Costs | [15 empty] | HDPE 3m3 | 1 | 1354.8 | 1354.8 | 1354.8 |  |  |  | Excavation Requiremnets | [5 empty] | Shallow Dig, 6.5m3 | 1 | 1678.8 | 1678.8 | 1678.8 |  |  |  |  | Excavation Requiremnets |  |  |  |  | Shallow Dig, 6.5m3 | 1 | 3478.8 | 3478.8 | 3478.8 |  |  |  |  | Excavation Requiremnets |  |  |  |  | Item | Unit | Ref | Ref (2021) | Cost (£) | [9 empty] | Item | Unit | Ref | Ref (2021) | Cost (£) | [9 empty] | Item | Unit | Ref | Ref (2021) | Cost (£) | [9 empty] | Item | Unit | Ref | Ref (2021) | Cost (£) | [9 empty] | 59 | m3 | 2460 | [11 empty] | Item | Unit | Ref | Ref (2021) | Cost (£) | [9 empty] | 59 | m3 | 2460 | [11 empty] | 38 | m3 | 1626 | [11 empty] | Item | Unit | Ref | Ref (2021) | Cost (£) | [9 empty] | 59 | m3 | 2460 | [11 empty] | 59 | m3 | 2460
5 | 1.5 | 1 |  | Item | Unit | Ref | Ref (2021) | Cost (£) | [11 empty] | Excation | 10.1102 | 11.958 | 11.958 | 120.8987 | [9 empty] | Excation | 21.1055 | 11.958 | 11.958 | 252.3807 | [9 empty] | Excation | 24.5229 | 11.958 | 11.958 | 293.2459 | [9 empty] | Septic tank (ST) | 1 | 3114 | 3114 | 3114 |  |  |  |  | Height | 2650 |  |  |  | Septic tank (ST) | 1 | 4861 | 4861 | 4861 |  |  |  |  | Height | 3710 |  |  |  | Septic tank (ST) | 1 | 7726.8 | 7726.8 | 7726.8 |  |  |  |  | Height | 3710 |  |  |  | Septic tank (ST) | 1 | 7726.8 | 7726.8 | 7726.8 |  |  |  |  | Height | 3710 | [12 empty] | Height | 3710 |  |  |  | Septic tank (ST) | 1 | 7726.8 | 7726.8 | 7726.8 |  |  |  |  | Height | 3710 | [12 empty] | Height | 3710 | [12 empty] | Height | 3710 |  |  |  | Septic tank (ST) | 1 | 7726.8 | 7726.8 | 7726.8 |  |  |  |  | Height | 3710 | [12 empty] | Height | 3710 | [12 empty] | Height | 3710
10 | 3 | 1 |  | 2800 L Septic Tank (Onion) | 1 | 596.4 | 596.4 | 596.4 | [11 empty] | Shingle | 7.1102 | 36.7186 | 38.9661 | 277.0583 |  |  |  | Height | 1.5 |  |  |  |  | Concrete | 1.0047 | 99.5089 | 99.5089 | 99.9781 |  |  |  |  | Height | 2.38 |  |  |  | Concrete | 2.8405 | 99.5089 | 99.5089 | 282.6541 |  |  |  |  | Height | 2.29 |  |  |  | Excation | 47.3725 | 11.958 | 11.958 | 566.482 |  |  |  |  | Length | 5780 |  |  |  | Excation | 73.2509 | 11.958 | 11.958 | 875.9378 |  |  |  |  | Length | 5073 |  |  |  | Excation | 109.3845 | 11.958 | 11.958 | 1308.0244 |  |  |  |  | Length | 7376 |  |  |  | Excation | 141.0368 | 11.958 | 11.958 | 1686.5249 |  |  |  |  | Length | 9684 | [12 empty] | Length | 11991 |  |  |  | Excation | 141.0368 | 11.958 | 11.958 | 1686.5249 |  |  |  |  | Length | 9684 | [12 empty] | Length | 11991 | [12 empty] | Length | 8150 |  |  |  | Excation | 141.0368 | 11.958 | 11.958 | 1686.5249 |  |  |  |  | Length | 9684 | [12 empty] | Length | 11991 | [12 empty] | Length | 11991
20 | 6 | 1 |  | Excation | 18.1187 | 11.958 | 11.958 | 216.6648 | [19 empty] | Width | 1.47 |  |  |  |  | Shingle | 13.6008 | 36.7186 | 38.9661 | 529.9701 |  |  |  |  | Width | 2.19 |  |  |  | Shingle | 12.5324 | 36.7186 | 38.9661 | 488.339 |  |  |  |  | Width | 1.92 |  |  |  | Concrete | 3.3241 | 99.5089 | 99.5089 | 330.7754 |  |  |  |  | Width | 1917 |  |  |  | Concrete | 3.9874 | 99.5089 | 99.5089 | 396.7797 |  |  |  |  | Width | 2620 |  |  |  | Concrete | 6.2401 | 99.5089 | 99.5089 | 620.9453 |  |  |  |  | Width | 2820 |  |  |  | Concrete | 8.1927 | 99.5089 | 99.5089 | 815.2432 |  |  |  |  | Width | 2820 | [12 empty] | Width | 2820 |  |  |  | Concrete | 8.1927 | 99.5089 | 99.5089 | 815.2432 |  |  |  |  | Width | 2820 | [12 empty] | Width | 2820 | [12 empty] | Width | 2820 |  |  |  | Concrete | 8.1927 | 99.5089 | 99.5089 | 815.2432 |  |  |  |  | Width | 2820 | [12 empty] | Width | 2820 | [12 empty] | Width | 2820
30 | 9 | 1 |  | Concrete | 1 | 99.5089 | 99.5089 | 99.5089 | [11 empty] | Subtotal |  |  |  | 1752.757 |  |  |  | Length | 2.42 | [13 empty] | Length | 2.39 | [12 empty] | Length | 3.965 |  |  |  | Backfill (pea shingle) | 29.0484 | 36.7186 | 38.9661 | 1131.9021 | [9 empty] | Backfill (pea shingle) | 51.2509 | 36.7186 | 38.9661 | 1997.0482 | [9 empty] | Backfill (pea shingle) | 75.3845 | 36.7186 | 38.9661 | 2937.4385 | [9 empty] | Backfill (pea shingle) | 95.0368 | 36.7186 | 38.9661 | 3703.2148 | [9 empty] | 100 PE | Desludging every 6 months | All Conditions |  | Inflation | 0.02 | Shallow Dig | [7 empty] | Backfill (pea shingle) | 95.0368 | 36.7186 | 38.9661 | 3703.2148 | [9 empty] | 100 PE | Desludging every 6 months | All Conditions |  | Inflation | 0.02 | Shallow Dig | [7 empty] | 100 PE | Desludging every 6 months | All Conditions |  | Inflation | [9 empty] | Backfill (pea shingle) | 95.0368 | 36.7186 | 38.9661 | 3703.2148 | [9 empty] | 100 PE | Desludging every 6 months | All Conditions |  | Inflation | 0.02 | Shallow Dig | [7 empty] | 100 PE | Desludging every 6 months | All Conditions |  | Inflation | 0.02 | Shallow Dig
50 | 15 | 1 |  | Backfill (pea shingle) | 3 | 36.7186 | 38.9661 | 116.8983 | [25 empty] | Subtotal |  |  |  | 2561.1289 | [9 empty] | Subtotal |  |  |  | 4543.0391 | [18 empty] | Excess | 300 | mm | [11 empty] | Excess | 300 | mm | [11 empty] | Excess | 300 | mm | [11 empty] | Excess | 300 | mm |  |  | Construction Costs | [8 empty] | Excess | 300 | mm | [11 empty] | Excess | 300 | mm |  |  | Construction Costs | [8 empty] | Excess | 300 | mm |  |  | Construction Costs | [8 empty] | Excess | 300 | mm | [11 empty] | Excess | 300 | mm |  |  | Construction Costs | [8 empty] | Excess | 300 | mm |  |  | Construction Costs | [8 empty] | Excess | 300 | mm
75 | 22.5 | 1 | [25 empty] | Excess | 0.3 | [13 empty] | Excess | 0.3 | [12 empty] | Excess | 0.3 |  |  |  | Sub Total |  |  |  | 5143.1595 | [9 empty] | Sub Total |  |  |  | 8130.7656 | [9 empty] | Sub Total |  |  |  | 12593.2081 | [9 empty] | Sub Total |  |  |  | 13931.783 | [9 empty] | Item | Unit | Ref | Ref (2021) | Cost (£) | [9 empty] | Sub Total |  |  |  | 13931.783 | [9 empty] | Item | Unit | Ref | Ref (2021) | Cost (£) | [9 empty] | Item | Unit | Ref | Ref (2021) | Cost (£) | [9 empty] | Sub Total |  |  |  | 13931.783 | [9 empty] | Item | Unit | Ref | Ref (2021) | Cost (£) | [9 empty] | Item | Unit | Ref | Ref (2021) | Cost (£)
100 | 30 | 1 | [40 empty] | Base | 0.15 | [12 empty] | Base | 0.3 | [12 empty] | Excation | 47.3725 | m3 | [11 empty] | Excation | 73.2509 | [12 empty] | Excation | 109.3845 | [12 empty] | Excation | 141.0368 |  |  |  | Septic tank (ST) | 1 | 9786 | 9786 | 9786 |  |  |  |  | Excation | 172.6755 | [12 empty] | Excation | 141.0368 |  |  |  | Septic tank (ST) | 1 | 12194.4 | 12194.4 | 12194.4 |  |  |  |  | Excation | 172.6755 |  |  |  | Septic tank (ST) | 1 | 8454 | 8454 | 8454 |  |  |  |  | Excation | 119.9993 | [12 empty] | Excation | 141.0368 |  |  |  | Septic tank (ST) | 1 | 12194.4 | 12194.4 | 12194.4 |  |  |  |  | Excation | 172.6755 |  |  |  | Septic tank (ST) | 1 | 12194.4 | 12194.4 | 12194.4 |  |  |  |  | Excation | 172.6755
200 | 60 | 1 |  | Sub Total |  |  |  | 1029.4721 | [11 empty] | Conditions |  | Wet |  | Shallow |  |  |  | Volume | 10.1102 |  |  |  |  | Conditions |  | Wet |  | Shallow | [9 empty] | Conditions |  | Wet |  | Shallow | [37 empty] | Tank Size |  | Weight (kg) | [11 empty] | Tank Size |  | Weight (kg) | [11 empty] | Excation | 172.6755 | 11.958 | 11.958 | 2064.8615 | [9 empty] | Tank Size |  | Weight (kg) | [11 empty] | Excation | 172.6755 | 11.958 | 11.958 | 2064.8615 | [9 empty] | Excation | 119.9993 | 11.958 | 11.958 | 1434.9566 | [9 empty] | Tank Size |  | Weight (kg) | [11 empty] | Excation | 172.6755 | 11.958 | 11.958 | 2064.8615 | [9 empty] | Excation | 172.6755 | 11.958 | 11.958 | 2064.8615
300 | 90 | 2 | 45 | [16 empty] | Item | Unit | Ref | Ref (2021) | Cost (£) | [9 empty] | Item | Unit | Ref | Ref (2021) | Cost (£) | [9 empty] | Item | Unit | Ref | Ref (2021) | Cost (£) | [18 empty] | Conrete Slab | 3.3241 | [12 empty] | Conrete Slab | 3.9874 |  |  |  | 34 | m3 | 1457 | [6 empty] | Conrete Slab | 6.2401 |  |  |  | 46 | m3 | 2030 | [6 empty] | Conrete Slab | 8.1927 |  |  |  | Concrete | 113.6755 | 99.5089 | 99.5089 | 11311.7264 |  |  |  |  | Conrete Slab | 10.1444 |  |  |  | 46 | m3 | 2030 | [6 empty] | Conrete Slab | 8.1927 |  |  |  | Concrete | 113.6755 | 99.5089 | 99.5089 | 11311.7264 |  |  |  |  | Conrete Slab | 10.1444 |  |  |  | Concrete | 81.9993 | 99.5089 | 99.5089 | 8159.6575 |  |  |  |  | Conrete Slab | 6.8949 |  |  |  | 46 | m3 | 2030 | [6 empty] | Conrete Slab | 8.1927 |  |  |  | Concrete | 113.6755 | 99.5089 | 99.5089 | 11311.7264 |  |  |  |  | Conrete Slab | 10.1444 |  |  |  | Concrete | 113.6755 | 99.5089 | 99.5089 | 11311.7264 |  |  |  |  | Conrete Slab | 10.1444
400 | 120 | 2 | 60 | [16 empty] | HDPE 3m3 | 1 | 1230 | 1230 | 1230 | [9 empty] | Shallow Dig, 6.5m3 | 1 | 1678.8 | 1678.8 | 1678.8 |  |  |  |  | Volume | 21.1055 |  |  |  | Shallow Dig, 6.5m3 | 1 | 3478.8 | 3478.8 | 3478.8 |  |  |  |  | Volume | 24.5229
500 | 150 | 3 | 50 | [16 empty] | Excation | 10.1102 | 11.958 | 11.958 | 120.8987 | [9 empty] | Excation | 21.1055 | 11.958 | 11.958 | 252.3807 | [9 empty] | Excation | 24.5229 | 11.958 | 11.958 | 293.2459 | [32 empty] | Backfill height | [13 empty] | Backfill height | [13 empty] | Backfill height | [13 empty] | Backfill height | [13 empty] | Backfill height | [13 empty] | Backfill height | [13 empty] | Backfill height | [13 empty] | Backfill height | [13 empty] | Backfill height | [13 empty] | Backfill height
600 | 180 | 3 | 60 | 5 PE | Desludging every 6 months | Wet Conditions |  | Inflation | [11 empty] | Concrete | 7.1102 | 99.5089 | 99.5089 | 707.5324 | [9 empty] | Concrete | 14.6055 | 99.5089 | 99.5089 | 1453.3789 | [9 empty] | Concrete | 15.3729 | 99.5089 | 99.5089 | 1529.7405 | [33 empty] | 3010 | mm | [12 empty] | 3010 | mm | [12 empty] | 3010 | mm |  |  | Sub Total |  |  |  | 23162.5879 | [5 empty] | 3010 | mm | [12 empty] | 3010 | mm |  |  | Sub Total |  |  |  | 25570.9879 | [5 empty] | 3010 | mm |  |  | Sub Total |  |  |  | 18048.6141 | [5 empty] | 3010 | mm | [12 empty] | 3010 | mm |  |  | Sub Total |  |  |  | 25570.9879 | [5 empty] | 3010 | mm |  |  | Sub Total |  |  |  | 25570.9879 | [5 empty] | 3010 | mm
800 | 240 | 4 | 60 | [72 empty] | 75 PE | Desludging every 6 months | Wet Conditions |  | Inflation | 0.02 | Shallow Dig | [7 empty] | 100 PE | Desludging every 6 months | All Conditions |  | Inflation | 0.02 | Shallow Dig | [7 empty] | 100 PE | Desludging every 6 months | All Conditions |  | Inflation | 0.02 | Shallow Dig | [21 empty] | 100 PE | Desludging every 6 months | All Conditions |  | Inflation | 0.02 | Shallow Dig | [35 empty] | 100 PE | Desludging every 6 months | All Conditions |  | Inflation | 0.02 | Shallow Dig
1000 | 300 | 5 | 60 | Construction Costs | [15 empty] | Subtotal |  |  |  | 2058.4311 | [37 empty] | 50 PE | Desludging every 6 months | Wet Conditions |  | Inflation | 0.02 | Shallow Dig | [7 empty] | Construction Costs |  | 22000 l TANK | [11 empty] | Construction Costs | [13 empty] | Construction Costs | [13 empty] | 5 PE | Desludging every 6 months | Dry Conditions |  | Inflation | [9 empty] | Construction Costs | [13 empty] | 5 PE | Desludging every 6 months | Dry Conditions |  | Inflation | [13 empty] | 72194.4563 | [9 empty] | Construction Costs | [14 empty] | Desludging every 6 months | Dry Conditions |  | Inflation | [9 empty] | 20 PE | Desludging every 6 months | Wet |  | Inflation | 0.02 | Shallow Dig
|  |  |  | Item | Unit | Ref | Ref (2021) | Cost (£) | [25 empty] | Subtotal |  |  |  | 3384.5596 | [9 empty] | Subtotal |  |  |  | 5301.7864 | [9 empty] | Item | Unit | Ref | Ref (2021) | Cost (£) | [9 empty] | Item | Unit | Ref | Ref (2021) | Cost (£) | [9 empty] | Item | Unit | Ref | Ref (2021) | Cost (£) | [9 empty] | Item | Unit | Ref | Ref (2021) | Cost (£) | [9 empty] | Construction Costs | [13 empty] | Item | Unit | Ref | Ref (2021) | Cost (£) | [9 empty] | Construction Costs | [27 empty] | Item | Unit | Ref | Ref (2021) | Cost (£) | [9 empty] | Construction Costs
|  |  |  | 2800 L Septic Tank (Onion) | 1 | 596.4 | 596.4 | 596.4 | [53 empty] | Septic tank (ST) | 1 | 3114 | 3114 | 3114 | [9 empty] | Septic tank (ST) | 1 | 4861 | 4861 | 4861 | [9 empty] | Septic tank (ST) | 1 | 7726.8 | 7726.8 | 7726.8 | [9 empty] | Septic tank (ST) | 1 | 9786 | 9786 | 9786 | [9 empty] | Item | Unit | Ref | Ref (2021) | Cost (£) | [9 empty] | Septic tank (ST) | 1 | 9786 | 9786 | 9786 | [9 empty] | Item | Unit | Ref | Ref (2021) | Cost (£) | [23 empty] | Septic tank (ST) | 1 | 9786 | 9786 | 9786 | [9 empty] | Item | Unit | Ref | Ref (2021) | Cost (£) |  |  |  |  | Height | 1510
|  |  |  | Excation (17.2 m3) | 18.1187 | 11.958 | 11.958 | 216.6648 | [53 empty] | Excation | 47.3725 | 11.958 | 11.958 | 566.482 | [9 empty] | Excation | 73.2509 | 11.958 | 11.958 | 875.9378 | [9 empty] | Excation | 109.3845 | 11.958 | 11.958 | 1308.0244 | [9 empty] | Excation | 141.0368 | 11.958 | 11.958 | 1686.5249 | [9 empty] | 2800 L Septic Tank (Onion) | 1 | 596.4 | 596.4 | 596.4 | [9 empty] | Excation | 141.0368 | 11.958 | 11.958 | 1686.5249 | [9 empty] | 2800 L Septic Tank (Onion) | 1 | 596.4 | 596.4 | 596.4 | [23 empty] | Excation | 141.0368 | 11.958 | 11.958 | 1686.5249 | [9 empty] | Septic Tank 4m3 | 1 | 1435 | 1435 | 1435 |  |  |  |  | Length | 2480 |  |  |  | Item | Unit | Ref | Ref (2021) | Cost (£)
|  |  |  | Concrete (1m3) | 4 | 99.5089 | 99.5089 | 398.0357 | [53 empty] | Concrete | 32.3725 | 99.5089 | 99.5089 | 3221.3485 | [9 empty] | Concrete | 51.2509 | 99.5089 | 99.5089 | 5099.9232 | [9 empty] | Concrete | 75.3845 | 99.5089 | 99.5089 | 7501.4268 | [9 empty] | Concrete | 95.0368 | 99.5089 | 99.5089 | 9457.0134 | [9 empty] | Excation | 18.1187 | 11.958 | 11.958 | 218.8119 | [9 empty] | Concrete | 95.0368 | 99.5089 | 99.5089 | 9457.0134 | [9 empty] | Excation | 18.1187 | 11.958 | 11.958 | 218.8119 | [23 empty] | Concrete | 95.0368 | 99.5089 | 99.5089 | 9457.0134 | [9 empty] | Excation | 12.5433 | 11.958 | 11.958 | 149.9934 |  |  |  |  | Width | 1650 |  |  |  | Septic tank (SD) | 1 | 1090 | 1090 | 1090
[118 empty] | Concrete | 1 | 99.5089 | 99.5089 | 99.5089 | [23 empty] | Concrete | 1 | 99.5089 | 99.5089 | 99.5089 | [37 empty] | Concrete | 7.5433 | 99.5089 | 99.5089 | 750.6257 | [9 empty] | Excation | 21.6804 | 11.958 | 11.958 | 261.8244
[62 empty] | Sub Total |  |  |  | 6901.8305 | [51 empty] | Backfill (pea shingle) | 3 | 36.7186 | 38.9661 | 116.8983 |  | Overall | [21 empty] | Backfill (pea shingle) | 3 | 36.7186 | 38.9661 | 116.8983 |  | Overall | [44 empty] | Excess | 300 |  |  |  | Concrete | 16.7624 | 99.5089 | 99.5089 | 1668.0104
|  |  |  | Sub Total |  |  |  | 1211.1006 | [67 empty] | Sub Total |  |  |  | 10836.861 | [9 empty] | Sub Total |  |  |  | 16536.2512 | [9 empty] | Sub Total |  |  |  | 20929.5384 | [15 empty] | Dry | 24194.2071 | [6 empty] | Sub Total |  |  |  | 20929.5384 | [15 empty] | Dry | 52173.595 | [20 empty] | Sub Total |  |  |  | 20929.5384
[197 empty] | Excation | 12.5433
[118 empty] | Sub Total |  |  |  | 1031.6192 |  | Wet | 24375.8356 | [9 empty] | Overall | 41859.0767 | [9 empty] | Sub Total |  |  |  | 1031.6192 |  | Wet | 52355.2235 | [23 empty] | Overall | 83718.1534 | [9 empty] | Sub Total |  |  |  | 2335.6191 | [9 empty] | Sub Total |  |  |  | 3019.8348
[197 empty] | Conrete Slab | 1.2276
[191 empty] | Overall | [5 empty] | Backfill height | [7 empty] | Overall
[118 empty] | 5 PE | Desludging every 6 months | Wet Conditions |  | Inflation | [23 empty] | 5 PE | Desludging every 6 months | Wet Conditions |  | Inflation | [40 empty] | All | 104619.5708 | [5 empty] | 3010 | [6 empty] | All | 130874.7744
[118 empty] | Construction Costs | [27 empty] | Construction Costs
[118 empty] | Item | Unit | Ref | Ref (2021) | Cost (£) | [23 empty] | Item | Unit | Ref | Ref (2021) | Cost (£)
[118 empty] | 2800 L Septic Tank (Onion) | 1 | 596.4 | 596.4 | 596.4 | [23 empty] | 2800 L Septic Tank (Onion) | 1 | 596.4 | 596.4 | 596.4
[118 empty] | Excation (17.2 m3) | 18.1187 | 11.958 | 11.958 | 218.8119 | [23 empty] | Excation (17.2 m3) | 18.1187 | 11.958 | 11.958 | 218.8119
[118 empty] | Concrete (1m3) | 4 | 99.5089 | 99.5089 | 398.0357 | [23 empty] | Concrete (1m3) | 4 | 99.5089 | 99.5089 | 398.0357
[118 empty] | Sub Total |  |  |  | 1213.2477 | [23 empty] | Sub Total |  |  |  | 1213.2477
Leachfield
[117 empty] | Leachfield Area | [42 empty] | Leachfield Area | [13 empty] | Leachfield Area
|  |  |  | Leachfield Area | [14 empty] | Leachfield Area | [13 empty] | Leachfield Area | [14 empty] | Leachfield Area | [13 empty] | Leachfield Area | [13 empty] | Leachfield Area | [13 empty] | Leachfield Area | [13 empty] | Leachfield Area | [27 empty] | Leachfield Area | [13 empty] | Leachfield Area | [41 empty] | Leachfield Area | [13 empty] | Leachfield Area
[117 empty] | Vp | 15 | 20 | 30 | 40 | 50 | 60 | 70 | 80 | 90 | 100 | [32 empty] | Vp | 15 | 20 | 30 | 40 | 50 | 60 | 70 | 80 | 90 | 100 |  |  |  | Vp | 15 | 20 | 30 | 40 | 50 | 60 | 70 | 80 | 90 | 100
|  |  |  | Vp | 15 | 20 | 30 | 40 | 50 | 60 | 70 | 80 | 90 | 100 |  |  |  |  | Vp | 15 | 20 | 30 | 40 | 50 | 60 | 70 | 80 | 90 | 100 |  |  |  | Vp | 15 | 20 | 30 | 40 | 50 | 60 | 70 | 80 | 90 | 100 |  |  |  |  | Vp | 15 | 20 | 30 | 40 | 50 | 60 | 70 | 80 | 90 | 100 |  |  |  | Vp | 15 | 20 | 30 | 40 | 50 | 60 | 70 | 80 | 90 | 100 |  |  |  | Vp | 15 | 20 | 30 | 40 | 50 | 60 | 70 | 80 | 90 | 100 |  |  |  | Vp | 15 | 20 | 30 | 40 | 50 | 60 | 70 | 80 | 90 | 100 |  |  |  | Vp | 15 | 20 | 30 | 40 | 50 | 60 | 70 | 80 | 90 | 100 |  |  | P | 200 | 200 | 200 | 200 | 200 | 200 | 200 | 200 | 200 | 200 |  |  |  |  | Vp | 15 | 20 | 30 | 40 | 50 | 60 | 70 | 80 | 90 | 100 |  |  |  | Vp | 15 | 20 | 30 | 40 | 50 | 60 | 70 | 80 | 90 | 100 |  |  |  | P | 500 | 500 | 500 | 500 | 500 | 500 | 500 | 500 | 500 | 500 |  |  |  | P | 600 | 600 | 600 | 600 | 600 | 600 | 600 | 600 | 600 | 600 |  |  |  | Vp | 15 | 20 | 30 | 40 | 50 | 60 | 70 | 80 | 90 | 100 |  |  |  | Vp | 15 | 20 | 30 | 40 | 50 | 60 | 70 | 80 | 90 | 100
|  |  |  | P | 5 | 5 | 5 | 5 | 5 | 5 | 5 | 5 | 5 | 5 |  |  |  |  | P | 10 | 10 | 10 | 10 | 10 | 10 | 10 | 10 | 10 | 10 |  |  |  | P | 20 | 20 | 20 | 20 | 20 | 20 | 20 | 20 | 20 | 20 |  |  |  |  | P | 30 | 30 | 30 | 30 | 30 | 30 | 30 | 30 | 30 | 30 |  |  |  | P | 50 | 50 | 50 | 50 | 50 | 50 | 50 | 50 | 50 | 50 |  |  |  | P | 75 | 75 | 75 | 75 | 75 | 75 | 75 | 75 | 75 | 75 |  |  |  | P | 100 | 100 | 100 | 100 | 100 | 100 | 100 | 100 | 100 | 100 |  |  |  | P | 150 | 150 | 150 | 150 | 150 | 150 | 150 | 150 | 150 | 150 | [17 empty] | P | 300 | 300 | 300 | 300 | 300 | 300 | 300 | 300 | 300 | 300 |  |  |  | P | 400 | 400 | 400 | 400 | 400 | 400 | 400 | 400 | 400 | 400 | [31 empty] | P | 800 | 800 | 800 | 800 | 800 | 800 | 800 | 800 | 800 | 800 |  |  |  | P | 1000 | 1000 | 1000 | 1000 | 1000 | 1000 | 1000 | 1000 | 1000 | 1000
[117 empty] | A | 750 | 1000 | 1500 | 2000 | 2500 | 3000 | 3500 | 4000 | 4500 | 5000 | [32 empty] | A | 1875 | 2500 | 3750 | 5000 | 6250 | 7500 | 8750 | 10000 | 11250 | 12500 |  |  |  | A | 2250 | 3000 | 4500 | 6000 | 7500 | 9000 | 10500 | 12000 | 13500 | 15000
|  |  |  | A | 18.75 | 25 | 37.5 | 50 | 62.5 | 75 | 87.5 | 100 | 112.5 | 125 |  |  |  |  | A | 37.5 | 50 | 75 | 100 | 125 | 150 | 175 | 200 | 225 | 250 |  |  |  | A | 75 | 100 | 150 | 200 | 250 | 300 | 350 | 400 | 450 | 500 |  |  |  |  | A | 112.5 | 150 | 225 | 300 | 375 | 450 | 525 | 600 | 675 | 750 |  |  |  | A | 187.5 | 250 | 375 | 500 | 625 | 750 | 875 | 1000 | 1125 | 1250 |  |  |  | A | 281.25 | 375 | 562.5 | 750 | 937.5 | 1125 | 1312.5 | 1500 | 1687.5 | 1875 |  |  |  | A | 375 | 500 | 750 | 1000 | 1250 | 1500 | 1750 | 2000 | 2250 | 2500 |  |  |  | A | 562.5 | 750 | 1125 | 1500 | 1875 | 2250 | 2625 | 3000 | 3375 | 3750 | [17 empty] | A | 1125 | 1500 | 2250 | 3000 | 3750 | 4500 | 5250 | 6000 | 6750 | 7500 |  |  |  | A | 1500 | 2000 | 3000 | 4000 | 5000 | 6000 | 7000 | 8000 | 9000 | 10000 | [31 empty] | A | 3000 | 4000 | 6000 | 8000 | 10000 | 12000 | 14000 | 16000 | 18000 | 20000 |  |  |  | A | 3750 | 5000 | 7500 | 10000 | 12500 | 15000 | 17500 | 20000 | 22500 | 25000
[117 empty] | Pronges | 7 | 11 | 16 | 21 | 26 | 31 | 36 | 41 | 46 | 51 | [32 empty] | Pronges | 7 | 11 | 16 | 21 | 26 | 31 | 36 | 41 | 46 | 51 |  |  |  | Pronges | 7 | 11 | 16 | 21 | 26 | 31 | 36 | 41 | 46 | 51
|  |  |  | Three pronged field | [14 empty] | Pronges | 3 | 3 | 3 | 3 | 4 | 4 | 5 | 5 | 6 | 6 |  |  |  | Pronges | 3 | 3 | 4 | 5 | 6 | 7 | 8 | 9 | 10 | 11 |  |  |  |  | Pronges | 3 | 4 | 6 | 7 | 9 | 10 | 12 | 13 | 15 | 16 |  |  |  | Pronges | 4 | 6 | 9 | 11 | 14 | 16 | 19 | 21 | 24 | 26 |  |  |  | Pronges | 6 | 9 | 13 | 16 | 20 | 24 | 28 | 31 | 35 | 39 |  |  |  | Pronges | 7 | 11 | 16 | 21 | 26 | 31 | 36 | 41 | 46 | 51 |  |  |  | Pronges | 7 | 11 | 16 | 21 | 26 | 31 | 36 | 41 | 46 | 51 | [17 empty] | Pronges | 7 | 11 | 16 | 21 | 26 | 31 | 36 | 41 | 46 | 51 |  |  |  | Pronges | 7 | 11 | 16 | 21 | 26 | 31 | 36 | 41 | 46 | 51 | [31 empty] | Pronges | 7 | 11 | 16 | 21 | 26 | 31 | 36 | 41 | 46 | 51 |  |  |  | Pronges | 7 | 11 | 16 | 21 | 26 | 31 | 36 | 41 | 46 | 51
[117 empty] | Length | 50 | 40 | 40 | 40 | 40 | 40 | 40 | 40 | 40 | 40 | [32 empty] | Length | 125 | 100 | 100 | 100 | 100 | 100 | 100 | 100 | 100 | 100 |  |  |  | Length | 150 | 120 | 120 | 120 | 120 | 120 | 120 | 120 | 120 | 120
|  |  |  | Length | 3.75 | 5 | 7.5 | 10 | 12.5 | 15 | 17.5 | 20 | 22.5 | 25 |  |  |  |  | Length | 7.5 | 10 | 15 | 20 | 16.6667 | 20 | 17.5 | 20 | 18 | 20 |  |  |  | Length | 15 | 20 | 20 | 20 | 20 | 20 | 20 | 20 | 20 | 20 |  |  |  |  | Length | 22.5 | 20 | 18 | 20 | 18.75 | 20 | 19.0909 | 20 | 19.2857 | 20 |  |  |  | Length | 25 | 20 | 18.75 | 20 | 19.2308 | 20 | 19.4444 | 20 | 19.5652 | 20 |  |  |  | Length | 22.5 | 18.75 | 18.75 | 20 | 19.7368 | 19.5652 | 19.4444 | 20 | 19.8529 | 19.7368 |  |  |  | Length | 25 | 20 | 20 | 20 | 20 | 20 | 20 | 20 | 20 | 20 |  |  |  | Length | 37.5 | 30 | 30 | 30 | 30 | 30 | 30 | 30 | 30 | 30 | [17 empty] | Length | 75 | 60 | 60 | 60 | 60 | 60 | 60 | 60 | 60 | 60 |  |  |  | Length | 100 | 80 | 80 | 80 | 80 | 80 | 80 | 80 | 80 | 80 | [31 empty] | Length | 200 | 160 | 160 | 160 | 160 | 160 | 160 | 160 | 160 | 160 |  |  |  | Length | 250 | 200 | 200 | 200 | 200 | 200 | 200 | 200 | 200 | 200
|  |  |  | Piping | 21.25 | 25 | 32.5 | 40 | 47.5 | 55 | 62.5 | 70 | 77.5 | 85
[117 empty] | Piping | 180 | 170 | 195 | 220 | 245 | 270 | 295 | 320 | 345 | 370 | [32 empty] | Piping | 405 | 350 | 375 | 400 | 425 | 450 | 475 | 500 | 525 | 550 |  |  |  | Piping | 480 | 410 | 435 | 460 | 485 | 510 | 535 | 560 | 585 | 610
[19 empty] | Piping | 32.5 | 40 | 55 | 70 | 65 | 75 | 72.5 | 80 | 79 | 85 |  |  |  | Piping | 55 | 70 | 75 | 80 | 85 | 90 | 95 | 100 | 105 | 110 |  |  |  |  | Piping | 77.5 | 75 | 79 | 90 | 96.25 | 105 | 112.2727 | 120 | 127.8571 | 135 |  |  |  | Piping | 90 | 85 | 96.25 | 110 | 122.6923 | 135 | 148.3333 | 160 | 173.6957 | 185 |  |  |  | Piping | 92.5 | 96.25 | 116.25 | 135 | 154.2105 | 173.6957 | 193.3333 | 210 | 229.5588 | 249.2105 |  |  |  | Piping | 105 | 110 | 135 | 160 | 185 | 210 | 235 | 260 | 285 | 310 |  |  |  | Piping | 142.5 | 140 | 165 | 190 | 215 | 240 | 265 | 290 | 315 | 340 | [17 empty] | Piping | 255 | 230 | 255 | 280 | 305 | 330 | 355 | 380 | 405 | 430 |  |  |  | Piping | 330 | 290 | 315 | 340 | 365 | 390 | 415 | 440 | 465 | 490 | [31 empty] | Piping | 630 | 530 | 555 | 580 | 605 | 630 | 655 | 680 | 705 | 730 |  |  |  | Piping | 780 | 650 | 675 | 700 | 725 | 750 | 775 | 800 | 825 | 850
Gravel Requirements
[117 empty] | Gravel Requirements | [42 empty] | Gravel Requirements | [13 empty] | Gravel Requirements
|  |  |  | Pipes laid on | 300 | [13 empty] | Gravel Requirements | [13 empty] | Gravel Requirements | [14 empty] | Gravel Requirements | [13 empty] | Gravel Requirements | [13 empty] | Gravel Requirements | [13 empty] | Gravel Requirements | [13 empty] | Gravel Requirements | [27 empty] | Gravel Requirements | [13 empty] | Gravel Requirements | [41 empty] | Gravel Requirements | [13 empty] | Gravel Requirements
|  |  |  | Above pipe | 50 | [111 empty] | Pipes laid on | 300 | [41 empty] | Pipes laid on | 300 | [12 empty] | Pipes laid on | 300
|  |  |  | Width | 5 | [13 empty] | Pipes laid on | 300 | [12 empty] | Pipes laid on | 300 | [13 empty] | Pipes laid on | 300 | [12 empty] | Pipes laid on | 300 | [12 empty] | Pipes laid on | 300 | [12 empty] | Pipes laid on | 300 | [12 empty] | Pipes laid on | 300 | [11 empty] | Above pipe | 50 | [13 empty] | Pipes laid on | 300 | [12 empty] | Pipes laid on | 300 | [12 empty] | Above pipe | 50 | [12 empty] | Above pipe | 50 | [12 empty] | Pipes laid on | 300 | [12 empty] | Pipes laid on | 300
[19 empty] | Above pipe | 50 | [12 empty] | Above pipe | 50 | [13 empty] | Above pipe | 50 | [12 empty] | Above pipe | 50 | [12 empty] | Above pipe | 50 | [12 empty] | Above pipe | 50 | [12 empty] | Above pipe | 50 | [11 empty] | Width | 5 | [13 empty] | Above pipe | 50 | [12 empty] | Above pipe | 50 | [12 empty] | Width | 5 | [12 empty] | Width | 5 | [12 empty] | Above pipe | 50 | [12 empty] | Above pipe | 50
|  |  |  | Total Trench Depth | 800 | 800 | 800 | 800 | 800 | 800 | 800 | 800 | 800 | 800 |  |  |  |  | Width | 5 | [12 empty] | Width | 5 | [13 empty] | Width | 5 | [12 empty] | Width | 5 | [12 empty] | Width | 5 | [12 empty] | Width | 5 | [12 empty] | Width | 5 | [26 empty] | Width | 5 | [12 empty] | Width | 5 | [40 empty] | Width | 5 | [12 empty] | Width | 5
[117 empty] | Total Trench Depth | 800 | 800 | 800 | 800 | 800 | 800 | 800 | 800 | 800 | 800 | [32 empty] | Total Trench Depth | 800 | 800 | 800 | 800 | 800 | 800 | 800 | 800 | 800 | 800 |  |  |  | Total Trench Depth | 800 | 800 | 800 | 800 | 800 | 800 | 800 | 800 | 800 | 800
|  |  |  | Total Excavation | [14 empty] | Total Trench Depth | 800 | 800 | 800 | 800 | 800 | 800 | 800 | 800 | 800 | 800 |  |  |  | Total Trench Depth | 800 | 800 | 800 | 800 | 800 | 800 | 800 | 800 | 800 | 800 |  |  |  |  | Total Trench Depth | 800 | 800 | 800 | 800 | 800 | 800 | 800 | 800 | 800 | 800 |  |  |  | Total Trench Depth | 800 | 800 | 800 | 800 | 800 | 800 | 800 | 800 | 800 | 800 |  |  |  | Total Trench Depth | 800 | 800 | 800 | 800 | 800 | 800 | 800 | 800 | 800 | 800 |  |  |  | Total Trench Depth | 800 | 800 | 800 | 800 | 800 | 800 | 800 | 800 | 800 | 800 |  |  |  | Total Trench Depth | 800 | 800 | 800 | 800 | 800 | 800 | 800 | 800 | 800 | 800 | [17 empty] | Total Trench Depth | 800 | 800 | 800 | 800 | 800 | 800 | 800 | 800 | 800 | 800 |  |  |  | Total Trench Depth | 800 | 800 | 800 | 800 | 800 | 800 | 800 | 800 | 800 | 800 | [31 empty] | Total Trench Depth | 800 | 800 | 800 | 800 | 800 | 800 | 800 | 800 | 800 | 800 |  |  |  | Total Trench Depth | 800 | 800 | 800 | 800 | 800 | 800 | 800 | 800 | 800 | 800
[5 empty] | 7.7 | 9.2 | 12.2 | 15.2 | 18.2 | 21.2 | 24.2 | 27.2 | 30.2 | 33.2 | [102 empty] | Total Excavation | [42 empty] | Total Excavation | [13 empty] | Total Excavation
[19 empty] | Total Excavation | [13 empty] | Total Excavation | [14 empty] | Total Excavation | [13 empty] | Total Excavation | [13 empty] | Total Excavation | [13 empty] | Total Excavation | [13 empty] | Total Excavation | [13 empty] | 149.6 | 192 | 280 | 368 | 456 | 544 | 632 | 720 | 808 | 896 |  |  |  |  | Total Excavation | [13 empty] | Total Excavation | [14 empty] | 359.6 | 456 | 664 | 872 | 1080 | 1288 | 1496 | 1704 | 1912 | 2120 |  |  |  |  | 429.6 | 544 | 792 | 1040 | 1288 | 1536 | 1784 | 2032 | 2280 | 2528 |  |  |  | Total Excavation | [13 empty] | Total Excavation
[20 empty] | 12.2 | 15.2 | 21.2 | 27.2 | 31.4667 | 36.8 | 41.4 | 46.4 | 51.2 | 56 |  |  |  |  | 21.2 | 27.2 | 36.8 | 46.4 | 56 | 65.6 | 75.2 | 84.8 | 94.4 | 104 | [5 empty] | 30.2 | 36.8 | 51.2 | 65.6 | 80.3 | 94.4 | 109.2364 | 123.2 | 138.1143 | 152 |  |  |  |  | 44.8 | 56 | 80.3 | 104 | 128.4923 | 152 | 176.5778 | 200 | 224.6261 | 248 |  |  |  |  | 62 | 80.3 | 116.7 | 152 | 188.2947 | 224.6261 | 260.9778 | 296 | 332.3412 | 368.6947 |  |  |  |  | 79.6 | 104 | 152 | 200 | 248 | 296 | 344 | 392 | 440 | 488 |  |  |  |  | 114.6 | 148 | 216 | 284 | 352 | 420 | 488 | 556 | 624 | 692 | [18 empty] | 219.6 | 280 | 408 | 536 | 664 | 792 | 920 | 1048 | 1176 | 1304 |  |  |  |  | 289.6 | 368 | 536 | 704 | 872 | 1040 | 1208 | 1376 | 1544 | 1712 | [32 empty] | 569.6 | 720 | 1048 | 1376 | 1704 | 2032 | 2360 | 2688 | 3016 | 3344 |  |  |  |  | 709.6 | 896 | 1304 | 1712 | 2120 | 2528 | 2936 | 3344 | 3752 | 4160
|  |  |  | Piping | 21.25 | 25 | 32.5 | 40 | 47.5 | 55 | 62.5 | 70 | 77.5 | 85
|  |  |  | Excavation | 7.7 | 9.2 | 12.2 | 15.2 | 18.2 | 21.2 | 24.2 | 27.2 | 30.2 | 33.2 | [102 empty] | Piping | 180 | 170 | 195 | 220 | 245 | 270 | 295 | 320 | 345 | 370 | [32 empty] | Piping | 405 | 350 | 375 | 400 | 425 | 450 | 475 | 500 | 525 | 550 |  |  |  | Piping | 480 | 410 | 435 | 460 | 485 | 510 | 535 | 560 | 585 | 610
|  |  |  | Aggregate | 4.8125 | 5.75 | 7.625 | 9.5 | 11.375 | 13.25 | 15.125 | 17 | 18.875 | 20.75 |  |  |  |  | Piping | 32.5 | 40 | 55 | 70 | 65 | 75 | 72.5 | 80 | 79 | 85 |  |  |  | Piping | 55 | 70 | 75 | 80 | 85 | 90 | 95 | 100 | 105 | 110 |  |  |  |  | Piping | 77.5 | 75 | 79 | 90 | 96.25 | 105 | 112.2727 | 120 | 127.8571 | 135 |  |  |  | Piping | 90 | 85 | 96.25 | 110 | 122.6923 | 135 | 148.3333 | 160 | 173.6957 | 185 |  |  |  | Piping | 92.5 | 96.25 | 116.25 | 135 | 154.2105 | 173.6957 | 193.3333 | 210 | 229.5588 | 249.2105 |  |  |  | Piping | 105 | 110 | 135 | 160 | 185 | 210 | 235 | 260 | 285 | 310 |  |  |  | Piping | 142.5 | 140 | 165 | 190 | 215 | 240 | 265 | 290 | 315 | 340 |  |  | Excavation | 149.6 | 192 | 280 | 368 | 456 | 544 | 632 | 720 | 808 | 896 |  |  |  |  | Piping | 255 | 230 | 255 | 280 | 305 | 330 | 355 | 380 | 405 | 430 |  |  |  | Piping | 330 | 290 | 315 | 340 | 365 | 390 | 415 | 440 | 465 | 490 |  |  |  | Excavation | 359.6 | 456 | 664 | 872 | 1080 | 1288 | 1496 | 1704 | 1912 | 2120 |  |  |  | Excavation | 429.6 | 544 | 792 | 1040 | 1288 | 1536 | 1784 | 2032 | 2280 | 2528 |  |  |  | Piping | 630 | 530 | 555 | 580 | 605 | 630 | 655 | 680 | 705 | 730 |  |  |  | Piping | 780 | 650 | 675 | 700 | 725 | 750 | 775 | 800 | 825 | 850
|  |  |  | Geotextile | 9.625 | 11.5 | 15.25 | 19 | 22.75 | 26.5 | 30.25 | 34 | 37.75 | 41.5 |  |  |  |  | Excavation | 12.2 | 15.2 | 21.2 | 27.2 | 31.4667 | 36.8 | 41.4 | 46.4 | 51.2 | 56 |  |  |  | Excavation | 21.2 | 27.2 | 36.8 | 46.4 | 56 | 65.6 | 75.2 | 84.8 | 94.4 | 104 |  |  |  |  | Excavation | 30.2 | 36.8 | 51.2 | 65.6 | 80.3 | 94.4 | 109.2364 | 123.2 | 138.1143 | 152 |  |  |  | Excavation | 44.8 | 56 | 80.3 | 104 | 128.4923 | 152 | 176.5778 | 200 | 224.6261 | 248 |  |  |  | Excavation | 62 | 80.3 | 116.7 | 152 | 188.2947 | 224.6261 | 260.9778 | 296 | 332.3412 | 368.6947 |  |  |  | Excavation | 79.6 | 104 | 152 | 200 | 248 | 296 | 344 | 392 | 440 | 488 |  |  |  | Excavation | 114.6 | 148 | 216 | 284 | 352 | 420 | 488 | 556 | 624 | 692 |  |  | Aggregate | 93.5 | 120 | 175 | 230 | 285 | 340 | 395 | 450 | 505 | 560 |  |  |  |  | Excavation | 219.6 | 280 | 408 | 536 | 664 | 792 | 920 | 1048 | 1176 | 1304 |  |  |  | Excavation | 289.6 | 368 | 536 | 704 | 872 | 1040 | 1208 | 1376 | 1544 | 1712 |  |  |  | Aggregate | 224.75 | 285 | 415 | 545 | 675 | 805 | 935 | 1065 | 1195 | 1325 |  |  |  | Aggregate | 268.5 | 340 | 495 | 650 | 805 | 960 | 1115 | 1270 | 1425 | 1580 |  |  |  | Excavation | 569.6 | 720 | 1048 | 1376 | 1704 | 2032 | 2360 | 2688 | 3016 | 3344 |  |  |  | Excavation | 709.6 | 896 | 1304 | 1712 | 2120 | 2528 | 2936 | 3344 | 3752 | 4160
|  |  |  | Unit Price | [14 empty] | Aggregate | 7.625 | 9.5 | 13.25 | 17 | 19.6667 | 23 | 25.875 | 29 | 32 | 35 |  |  |  | Aggregate | 13.25 | 17 | 23 | 29 | 35 | 41 | 47 | 53 | 59 | 65 |  |  |  |  | Aggregate | 18.875 | 23 | 32 | 41 | 50.1875 | 59 | 68.2727 | 77 | 86.3214 | 95 |  |  |  | Aggregate | 28 | 35 | 50.1875 | 65 | 80.3077 | 95 | 110.3611 | 125 | 140.3913 | 155 |  |  |  | Aggregate | 38.75 | 50.1875 | 72.9375 | 95 | 117.6842 | 140.3913 | 163.1111 | 185 | 207.7132 | 230.4342 |  |  |  | Aggregate | 49.75 | 65 | 95 | 125 | 155 | 185 | 215 | 245 | 275 | 305 |  |  |  | Aggregate | 71.625 | 92.5 | 135 | 177.5 | 220 | 262.5 | 305 | 347.5 | 390 | 432.5 |  |  | Geotextile | 187 | 240 | 350 | 460 | 570 | 680 | 790 | 900 | 1010 | 1120 |  |  |  |  | Aggregate | 137.25 | 175 | 255 | 335 | 415 | 495 | 575 | 655 | 735 | 815 |  |  |  | Aggregate | 181 | 230 | 335 | 440 | 545 | 650 | 755 | 860 | 965 | 1070 |  |  |  | Geotextile | 449.5 | 570 | 830 | 1090 | 1350 | 1610 | 1870 | 2130 | 2390 | 2650 |  |  |  | Geotextile | 537 | 680 | 990 | 1300 | 1610 | 1920 | 2230 | 2540 | 2850 | 3160 |  |  |  | Aggregate | 356 | 450 | 655 | 860 | 1065 | 1270 | 1475 | 1680 | 1885 | 2090 |  |  |  | Aggregate | 443.5 | 560 | 815 | 1070 | 1325 | 1580 | 1835 | 2090 | 2345 | 2600
|  |  |  | Piping | 3.27 | 3.27 | 3.27 | 3.27 | 3.27 | 3.27 | 3.27 | 3.27 | 3.27 | 3.27 |  |  |  |  | Geotextile | 15.25 | 19 | 26.5 | 34 | 39.3333 | 46 | 51.75 | 58 | 64 | 70 |  |  |  | Geotextile | 26.5 | 34 | 46 | 58 | 70 | 82 | 94 | 106 | 118 | 130 |  |  |  |  | Geotextile | 37.75 | 46 | 64 | 82 | 100.375 | 118 | 136.5455 | 154 | 172.6429 | 190 |  |  |  | Geotextile | 56 | 70 | 100.375 | 130 | 160.6154 | 190 | 220.7222 | 250 | 280.7826 | 310 |  |  |  | Geotextile | 77.5 | 100.375 | 145.875 | 190 | 235.3684 | 280.7826 | 326.2222 | 370 | 415.4265 | 460.8684 |  |  |  | Geotextile | 99.5 | 130 | 190 | 250 | 310 | 370 | 430 | 490 | 550 | 610 |  |  |  | Geotextile | 143.25 | 185 | 270 | 355 | 440 | 525 | 610 | 695 | 780 | 865 |  |  | Unit Price | [14 empty] | Geotextile | 274.5 | 350 | 510 | 670 | 830 | 990 | 1150 | 1310 | 1470 | 1630 |  |  |  | Geotextile | 362 | 460 | 670 | 880 | 1090 | 1300 | 1510 | 1720 | 1930 | 2140 |  |  |  | Unit Price | [13 empty] | Unit Price | [13 empty] | Geotextile | 712 | 900 | 1310 | 1720 | 2130 | 2540 | 2950 | 3360 | 3770 | 4180 |  |  |  | Geotextile | 887 | 1120 | 1630 | 2140 | 2650 | 3160 | 3670 | 4180 | 4690 | 5200
|  |  |  | Excavation | 11.958 | 11.958 | 11.958 | 11.958 | 11.958 | 11.958 | 11.958 | 11.958 | 11.958 | 11.958 |  |  |  |  | Unit Price | [13 empty] | Unit Price | [14 empty] | Unit Price | [13 empty] | Unit Price | [13 empty] | Unit Price | [13 empty] | Unit Price | [13 empty] | Unit Price | [12 empty] | Piping | 3.27 | 3.27 | 3.27 | 3.27 | 3.27 | 3.27 | 3.27 | 3.27 | 3.27 | 3.27 |  |  |  |  | Unit Price | [13 empty] | Unit Price | [13 empty] | Piping | 3.27 | 3.27 | 3.27 | 3.27 | 3.27 | 3.27 | 3.27 | 3.27 | 3.27 | 3.27 |  |  |  | Piping | 3.27 | 3.27 | 3.27 | 3.27 | 3.27 | 3.27 | 3.27 | 3.27 | 3.27 | 3.27 |  |  |  | Unit Price | [13 empty] | Unit Price
|  |  |  | Aggregate | 36.7186 | 36.7186 | 36.7186 | 36.7186 | 36.7186 | 36.7186 | 36.7186 | 36.7186 | 36.7186 | 36.7186 |  |  |  |  | Piping | 3.27 | 3.27 | 3.27 | 3.27 | 3.27 | 3.27 | 3.27 | 3.27 | 3.27 | 3.27 |  |  |  | Piping | 3.27 | 3.27 | 3.27 | 3.27 | 3.27 | 3.27 | 3.27 | 3.27 | 3.27 | 3.27 |  |  |  |  | Piping | 3.27 | 3.27 | 3.27 | 3.27 | 3.27 | 3.27 | 3.27 | 3.27 | 3.27 | 3.27 |  |  |  | Piping | 3.27 | 3.27 | 3.27 | 3.27 | 3.27 | 3.27 | 3.27 | 3.27 | 3.27 | 3.27 |  |  |  | Piping | 3.27 | 3.27 | 3.27 | 3.27 | 3.27 | 3.27 | 3.27 | 3.27 | 3.27 | 3.27 |  |  |  | Piping | 3.27 | 3.27 | 3.27 | 3.27 | 3.27 | 3.27 | 3.27 | 3.27 | 3.27 | 3.27 |  |  |  | Piping | 3.27 | 3.27 | 3.27 | 3.27 | 3.27 | 3.27 | 3.27 | 3.27 | 3.27 | 3.27 |  |  | Excavation | 11.958 | 11.958 | 11.958 | 11.958 | 11.958 | 11.958 | 11.958 | 11.958 | 11.958 | 11.958 |  |  |  |  | Piping | 3.27 | 3.27 | 3.27 | 3.27 | 3.27 | 3.27 | 3.27 | 3.27 | 3.27 | 3.27 |  |  |  | Piping | 3.27 | 3.27 | 3.27 | 3.27 | 3.27 | 3.27 | 3.27 | 3.27 | 3.27 | 3.27 |  |  |  | Excavation | 11.958 | 11.958 | 11.958 | 11.958 | 11.958 | 11.958 | 11.958 | 11.958 | 11.958 | 11.958 |  |  |  | Excavation | 11.958 | 11.958 | 11.958 | 11.958 | 11.958 | 11.958 | 11.958 | 11.958 | 11.958 | 11.958 |  |  |  | Piping | 3.27 | 3.27 | 3.27 | 3.27 | 3.27 | 3.27 | 3.27 | 3.27 | 3.27 | 3.27 |  |  |  | Piping | 3.27 | 3.27 | 3.27 | 3.27 | 3.27 | 3.27 | 3.27 | 3.27 | 3.27 | 3.27
|  |  |  | Geotextile | 1.95 | 1.95 | 1.95 | 1.95 | 1.95 | 1.95 | 1.95 | 1.95 | 1.95 | 1.95 |  |  |  |  | Excavation | 11.958 | 11.958 | 11.958 | 11.958 | 11.958 | 11.958 | 11.958 | 11.958 | 11.958 | 11.958 |  |  |  | Excavation | 11.958 | 11.958 | 11.958 | 11.958 | 11.958 | 11.958 | 11.958 | 11.958 | 11.958 | 11.958 |  |  |  |  | Excavation | 11.958 | 11.958 | 11.958 | 11.958 | 11.958 | 11.958 | 11.958 | 11.958 | 11.958 | 11.958 |  |  |  | Excavation | 11.958 | 11.958 | 11.958 | 11.958 | 11.958 | 11.958 | 11.958 | 11.958 | 11.958 | 11.958 |  |  |  | Excavation | 11.958 | 11.958 | 11.958 | 11.958 | 11.958 | 11.958 | 11.958 | 11.958 | 11.958 | 11.958 |  |  |  | Excavation | 11.958 | 11.958 | 11.958 | 11.958 | 11.958 | 11.958 | 11.958 | 11.958 | 11.958 | 11.958 |  |  |  | Excavation | 11.958 | 11.958 | 11.958 | 11.958 | 11.958 | 11.958 | 11.958 | 11.958 | 11.958 | 11.958 |  |  | Aggregate | 36.7186 | 36.7186 | 36.7186 | 36.7186 | 36.7186 | 36.7186 | 36.7186 | 36.7186 | 36.7186 | 36.7186 |  |  |  |  | Excavation | 11.958 | 11.958 | 11.958 | 11.958 | 11.958 | 11.958 | 11.958 | 11.958 | 11.958 | 11.958 |  |  |  | Excavation | 11.958 | 11.958 | 11.958 | 11.958 | 11.958 | 11.958 | 11.958 | 11.958 | 11.958 | 11.958 |  |  |  | Aggregate | 36.7186 | 36.7186 | 36.7186 | 36.7186 | 36.7186 | 36.7186 | 36.7186 | 36.7186 | 36.7186 | 36.7186 |  |  |  | Aggregate | 36.7186 | 36.7186 | 36.7186 | 36.7186 | 36.7186 | 36.7186 | 36.7186 | 36.7186 | 36.7186 | 36.7186 |  |  |  | Excavation | 11.958 | 11.958 | 11.958 | 11.958 | 11.958 | 11.958 | 11.958 | 11.958 | 11.958 | 11.958 |  |  |  | Excavation | 11.958 | 11.958 | 11.958 | 11.958 | 11.958 | 11.958 | 11.958 | 11.958 | 11.958 | 11.958
[19 empty] | Aggregate | 36.7186 | 36.7186 | 36.7186 | 36.7186 | 36.7186 | 36.7186 | 36.7186 | 36.7186 | 36.7186 | 36.7186 |  |  |  | Aggregate | 36.7186 | 36.7186 | 36.7186 | 36.7186 | 36.7186 | 36.7186 | 36.7186 | 36.7186 | 36.7186 | 36.7186 |  |  |  |  | Aggregate | 36.7186 | 36.7186 | 36.7186 | 36.7186 | 36.7186 | 36.7186 | 36.7186 | 36.7186 | 36.7186 | 36.7186 |  |  |  | Aggregate | 36.7186 | 36.7186 | 36.7186 | 36.7186 | 36.7186 | 36.7186 | 36.7186 | 36.7186 | 36.7186 | 36.7186 |  |  |  | Aggregate | 36.7186 | 36.7186 | 36.7186 | 36.7186 | 36.7186 | 36.7186 | 36.7186 | 36.7186 | 36.7186 | 36.7186 |  |  |  | Aggregate | 36.7186 | 36.7186 | 36.7186 | 36.7186 | 36.7186 | 36.7186 | 36.7186 | 36.7186 | 36.7186 | 36.7186 |  |  |  | Aggregate | 36.7186 | 36.7186 | 36.7186 | 36.7186 | 36.7186 | 36.7186 | 36.7186 | 36.7186 | 36.7186 | 36.7186 |  |  | Geotextile | 1.95 | 1.95 | 1.95 | 1.95 | 1.95 | 1.95 | 1.95 | 1.95 | 1.95 | 1.95 |  |  |  |  | Aggregate | 36.7186 | 36.7186 | 36.7186 | 36.7186 | 36.7186 | 36.7186 | 36.7186 | 36.7186 | 36.7186 | 36.7186 |  |  |  | Aggregate | 36.7186 | 36.7186 | 36.7186 | 36.7186 | 36.7186 | 36.7186 | 36.7186 | 36.7186 | 36.7186 | 36.7186 |  |  |  | Geotextile | 1.95 | 1.95 | 1.95 | 1.95 | 1.95 | 1.95 | 1.95 | 1.95 | 1.95 | 1.95 |  |  |  | Geotextile | 1.95 | 1.95 | 1.95 | 1.95 | 1.95 | 1.95 | 1.95 | 1.95 | 1.95 | 1.95 |  |  |  | Aggregate | 36.7186 | 36.7186 | 36.7186 | 36.7186 | 36.7186 | 36.7186 | 36.7186 | 36.7186 | 36.7186 | 36.7186 |  |  |  | Aggregate | 36.7186 | 36.7186 | 36.7186 | 36.7186 | 36.7186 | 36.7186 | 36.7186 | 36.7186 | 36.7186 | 36.7186
[19 empty] | Geotextile | 1.95 | 1.95 | 1.95 | 1.95 | 1.95 | 1.95 | 1.95 | 1.95 | 1.95 | 1.95 |  |  |  | Geotextile | 1.95 | 1.95 | 1.95 | 1.95 | 1.95 | 1.95 | 1.95 | 1.95 | 1.95 | 1.95 |  |  |  |  | Geotextile | 1.95 | 1.95 | 1.95 | 1.95 | 1.95 | 1.95 | 1.95 | 1.95 | 1.95 | 1.95 |  |  |  | Geotextile | 1.95 | 1.95 | 1.95 | 1.95 | 1.95 | 1.95 | 1.95 | 1.95 | 1.95 | 1.95 |  |  |  | Geotextile | 1.95 | 1.95 | 1.95 | 1.95 | 1.95 | 1.95 | 1.95 | 1.95 | 1.95 | 1.95 |  |  |  | Geotextile | 1.95 | 1.95 | 1.95 | 1.95 | 1.95 | 1.95 | 1.95 | 1.95 | 1.95 | 1.95 |  |  |  | Geotextile | 1.95 | 1.95 | 1.95 | 1.95 | 1.95 | 1.95 | 1.95 | 1.95 | 1.95 | 1.95 | [17 empty] | Geotextile | 1.95 | 1.95 | 1.95 | 1.95 | 1.95 | 1.95 | 1.95 | 1.95 | 1.95 | 1.95 |  |  |  | Geotextile | 1.95 | 1.95 | 1.95 | 1.95 | 1.95 | 1.95 | 1.95 | 1.95 | 1.95 | 1.95 | [31 empty] | Geotextile | 1.95 | 1.95 | 1.95 | 1.95 | 1.95 | 1.95 | 1.95 | 1.95 | 1.95 | 1.95 |  |  |  | Geotextile | 1.95 | 1.95 | 1.95 | 1.95 | 1.95 | 1.95 | 1.95 | 1.95 | 1.95 | 1.95
Unit Cost
|  |  |  | Piping | 69.4875 | 81.75 | 106.275 | 130.8 | 155.325 | 179.85 | 204.375 | 228.9 | 253.425 | 277.95
|  |  |  | Excavation | 92.077 | 110.014 | 145.8882 | 181.7623 | 217.6364 | 253.5106 | 289.3847 | 325.2589 | 361.133 | 397.0071 |  |  |  |  | Unit Cost | [13 empty] | Unit Cost | [14 empty] | Unit Cost | [13 empty] | Unit Cost | [13 empty] | Unit Cost | [13 empty] | Unit Cost | [13 empty] | Unit Cost | [12 empty] | Unit Cost | [14 empty] | Unit Cost | [13 empty] | Unit Cost | [13 empty] | Unit Cost | [13 empty] | Unit Cost | [13 empty] | Unit Cost | [13 empty] | Unit Cost
|  |  |  | Aggregate | 176.7084 | 211.1321 | 279.9795 | 348.827 | 417.6744 | 486.5218 | 555.3692 | 624.2167 | 693.0641 | 761.9115 |  |  |  |  | Piping | 106.275 | 130.8 | 179.85 | 228.9 | 212.55 | 245.25 | 237.075 | 261.6 | 258.33 | 277.95 |  |  |  | Piping | 179.85 | 228.9 | 245.25 | 261.6 | 277.95 | 294.3 | 310.65 | 327 | 343.35 | 359.7 |  |  |  |  | Piping | 253.425 | 245.25 | 258.33 | 294.3 | 314.7375 | 343.35 | 367.1318 | 392.4 | 418.0929 | 441.45 |  |  |  | Piping | 294.3 | 277.95 | 314.7375 | 359.7 | 401.2038 | 441.45 | 485.05 | 523.2 | 567.9848 | 604.95 |  |  |  | Piping | 302.475 | 314.7375 | 380.1375 | 441.45 | 504.2684 | 567.9848 | 632.2 | 686.7 | 750.6574 | 814.9184 |  |  |  | Piping | 343.35 | 359.7 | 441.45 | 523.2 | 604.95 | 686.7 | 768.45 | 850.2 | 931.95 | 1013.7 |  |  |  | Piping | 465.975 | 457.8 | 539.55 | 621.3 | 703.05 | 784.8 | 866.55 | 948.3 | 1030.05 | 1111.8 |  |  | Piping | 588.6 | 555.9 | 637.65 | 719.4 | 801.15 | 882.9 | 964.65 | 1046.4 | 1128.15 | 1209.9 |  |  |  |  | Piping | 833.85 | 752.1 | 833.85 | 915.6 | 997.35 | 1079.1 | 1160.85 | 1242.6 | 1324.35 | 1406.1 |  |  |  | Piping | 1079.1 | 948.3 | 1030.05 | 1111.8 | 1193.55 | 1275.3 | 1357.05 | 1438.8 | 1520.55 | 1602.3 |  |  |  | Piping | 1324.35 | 1144.5 | 1226.25 | 1308 | 1389.75 | 1471.5 | 1553.25 | 1635 | 1716.75 | 1798.5 |  |  |  | Piping | 1569.6 | 1340.7 | 1422.45 | 1504.2 | 1585.95 | 1667.7 | 1749.45 | 1831.2 | 1912.95 | 1994.7 |  |  |  | Piping | 2060.1 | 1733.1 | 1814.85 | 1896.6 | 1978.35 | 2060.1 | 2141.85 | 2223.6 | 2305.35 | 2387.1 |  |  |  | Piping | 2550.6 | 2125.5 | 2207.25 | 2289 | 2370.75 | 2452.5 | 2534.25 | 2616 | 2697.75 | 2779.5
|  |  |  | Geotextile | 18.7688 | 22.425 | 29.7375 | 37.05 | 44.3625 | 51.675 | 58.9875 | 66.3 | 73.6125 | 80.925 |  |  |  |  | Excavation | 145.8882 | 181.7623 | 253.5106 | 325.2589 | 376.2798 | 440.0561 | 495.0631 | 554.8533 | 612.252 | 669.6506 |  |  |  | Excavation | 253.5106 | 325.2589 | 440.0561 | 554.8533 | 669.6506 | 784.4478 | 899.2451 | 1014.0423 | 1128.8395 | 1243.6368 |  |  |  |  | Excavation | 361.133 | 440.0561 | 612.252 | 784.4478 | 960.2311 | 1128.8395 | 1306.2535 | 1473.2313 | 1651.577 | 1817.623 |  |  |  | Excavation | 535.7205 | 669.6506 | 960.2311 | 1243.6368 | 1536.5169 | 1817.623 | 2111.5252 | 2391.6092 | 2686.0891 | 2965.5954 |  |  |  | Excavation | 741.3989 | 960.2311 | 1395.504 | 1817.623 | 2251.6371 | 2686.0891 | 3120.7843 | 3539.5816 | 3974.1511 | 4408.8687 |  |  |  | Excavation | 951.8605 | 1243.6368 | 1817.623 | 2391.6092 | 2965.5954 | 3539.5816 | 4113.5679 | 4687.5541 | 5261.5403 | 5835.5265 |  |  |  | Excavation | 1370.3921 | 1769.7908 | 2582.938 | 3396.0851 | 4209.2322 | 5022.3794 | 5835.5265 | 6648.6736 | 7461.8208 | 8274.9679 |  |  | Excavation | 1788.9237 | 2295.9448 | 3348.2529 | 4400.561 | 5452.869 | 6505.1771 | 7557.4851 | 8609.7932 | 9662.1012 | 10714.4093 |  |  |  |  | Excavation | 2625.9869 | 3348.2529 | 4878.8828 | 6409.5127 | 7940.1426 | 9470.7725 | 11001.4024 | 12532.0323 | 14062.6622 | 15593.2921 |  |  |  | Excavation | 3463.0501 | 4400.561 | 6409.5127 | 8418.4644 | 10427.4162 | 12436.3679 | 14445.3197 | 16454.2714 | 18463.2231 | 20472.1749 |  |  |  | Excavation | 4300.1134 | 5452.869 | 7940.1426 | 10427.4162 | 12914.6898 | 15401.9633 | 17889.2369 | 20376.5105 | 22863.7841 | 25351.0577 |  |  |  | Excavation | 5137.1766 | 6505.1771 | 9470.7725 | 12436.3679 | 15401.9633 | 18367.5588 | 21333.1542 | 24298.7496 | 27264.3451 | 30229.9405 |  |  |  | Excavation | 6811.303 | 8609.7932 | 12532.0323 | 16454.2714 | 20376.5105 | 24298.7496 | 28220.9887 | 32143.2279 | 36065.467 | 39987.7061 |  |  |  | Excavation | 8485.4295 | 10714.4093 | 15593.2921 | 20472.1749 | 25351.0577 | 30229.9405 | 35108.8233 | 39987.7061 | 44866.5889 | 49745.4717
[19 empty] | Aggregate | 279.9795 | 348.827 | 486.5218 | 624.2167 | 722.133 | 844.5284 | 950.0945 | 1064.8402 | 1174.9961 | 1285.152 |  |  |  | Aggregate | 486.5218 | 624.2167 | 844.5284 | 1064.8402 | 1285.152 | 1505.4637 | 1725.7755 | 1946.0873 | 2166.399 | 2386.7108 |  |  |  |  | Aggregate | 693.0641 | 844.5284 | 1174.9961 | 1505.4637 | 1842.8161 | 2166.399 | 2506.8808 | 2827.3343 | 3169.6044 | 3488.2696 |  |  |  | Aggregate | 1028.1216 | 1285.152 | 1842.8161 | 2386.7108 | 2948.7882 | 3488.2696 | 4052.3085 | 4589.8284 | 5154.976 | 5691.3873 |  |  |  | Aggregate | 1422.8468 | 1842.8161 | 2678.1649 | 3488.2696 | 4321.2027 | 5154.976 | 5989.2161 | 6792.9461 | 7626.9449 | 8461.2279 |  |  |  | Aggregate | 1826.7517 | 2386.7108 | 3488.2696 | 4589.8284 | 5691.3873 | 6792.9461 | 7894.5049 | 8996.0637 | 10097.6225 | 11199.1814 |  |  |  | Aggregate | 2629.9717 | 3396.473 | 4957.0147 | 6517.5564 | 8078.098 | 9638.6397 | 11199.1814 | 12759.723 | 14320.2647 | 15880.8064 |  |  | Aggregate | 3433.1917 | 4406.2353 | 6425.7598 | 8445.2843 | 10464.8088 | 12484.3333 | 14503.8578 | 16523.3823 | 18542.9068 | 20562.4314 |  |  |  |  | Aggregate | 5039.6316 | 6425.7598 | 9363.25 | 12300.7402 | 15238.2304 | 18175.7206 | 21113.2108 | 24050.701 | 26988.1912 | 29925.6813 |  |  |  | Aggregate | 6646.0716 | 8445.2843 | 12300.7402 | 16156.1961 | 20011.6519 | 23867.1078 | 27722.5637 | 31578.0196 | 35433.4755 | 39288.9313 |  |  |  | Aggregate | 8252.5115 | 10464.8088 | 15238.2304 | 20011.6519 | 24785.0735 | 29558.4951 | 34331.9166 | 39105.3382 | 43878.7598 | 48652.1813 |  |  |  | Aggregate | 9858.9515 | 12484.3333 | 18175.7206 | 23867.1078 | 29558.4951 | 35249.8823 | 40941.2696 | 46632.6568 | 52324.0441 | 58015.4313 |  |  |  | Aggregate | 13071.8314 | 16523.3823 | 24050.701 | 31578.0196 | 39105.3382 | 46632.6568 | 54159.9754 | 61687.2941 | 69214.6127 | 76741.9313 |  |  |  | Aggregate | 16284.7113 | 20562.4314 | 29925.6813 | 39288.9313 | 48652.1813 | 58015.4313 | 67378.6813 | 76741.9313 | 86105.1813 | 95468.4313
[19 empty] | Geotextile | 29.7375 | 37.05 | 51.675 | 66.3 | 76.7 | 89.7 | 100.9125 | 113.1 | 124.8 | 136.5 |  |  |  | Geotextile | 51.675 | 66.3 | 89.7 | 113.1 | 136.5 | 159.9 | 183.3 | 206.7 | 230.1 | 253.5 |  |  |  |  | Geotextile | 73.6125 | 89.7 | 124.8 | 159.9 | 195.7312 | 230.1 | 266.2636 | 300.3 | 336.6536 | 370.5 |  |  |  | Geotextile | 109.2 | 136.5 | 195.7312 | 253.5 | 313.2 | 370.5 | 430.4083 | 487.5 | 547.5261 | 604.5 |  |  |  | Geotextile | 151.125 | 195.7312 | 284.4563 | 370.5 | 458.9684 | 547.5261 | 636.1333 | 721.5 | 810.0816 | 898.6934 |  |  |  | Geotextile | 194.025 | 253.5 | 370.5 | 487.5 | 604.5 | 721.5 | 838.5 | 955.5 | 1072.5 | 1189.5 |  |  |  | Geotextile | 279.3375 | 360.75 | 526.5 | 692.25 | 858 | 1023.75 | 1189.5 | 1355.25 | 1521 | 1686.75 |  |  | Geotextile | 364.65 | 468 | 682.5 | 897 | 1111.5 | 1326 | 1540.5 | 1755 | 1969.5 | 2184 |  |  |  |  | Geotextile | 535.275 | 682.5 | 994.5 | 1306.5 | 1618.5 | 1930.5 | 2242.5 | 2554.5 | 2866.5 | 3178.5 |  |  |  | Geotextile | 705.9 | 897 | 1306.5 | 1716 | 2125.5 | 2535 | 2944.5 | 3354 | 3763.5 | 4173 |  |  |  | Geotextile | 876.525 | 1111.5 | 1618.5 | 2125.5 | 2632.5 | 3139.5 | 3646.5 | 4153.5 | 4660.5 | 5167.5 |  |  |  | Geotextile | 1047.15 | 1326 | 1930.5 | 2535 | 3139.5 | 3744 | 4348.5 | 4953 | 5557.5 | 6162 |  |  |  | Geotextile | 1388.4 | 1755 | 2554.5 | 3354 | 4153.5 | 4953 | 5752.5 | 6552 | 7351.5 | 8151 |  |  |  | Geotextile | 1729.65 | 2184 | 3178.5 | 4173 | 5167.5 | 6162 | 7156.5 | 8151 | 9145.5 | 10140
|  |  |  | Sub total | 357.0416 | 425.3211 | 561.8802 | 698.4393 | 834.9983 | 971.5574 | 1108.1165 | 1244.6755 | 1381.2346 | 1517.7936 |  |  |  |  | Sub total | 561.8802 | 698.4393 | 971.5574 | 1244.6755 | 1387.6629 | 1619.5345 | 1783.1451 | 1994.3935 | 2170.378 | 2369.2525 |  |  |  | Sub total | 971.5574 | 1244.6755 | 1619.5345 | 1994.3935 | 2369.2525 | 2744.1115 | 3118.9706 | 3493.8296 | 3868.6886 | 4243.5476 |  |  |  |  | Sub total | 1381.2346 | 1619.5345 | 2170.378 | 2744.1115 | 3313.516 | 3868.6886 | 4446.5298 | 4993.2656 | 5575.9278 | 6117.8426 |  |  |  | Sub total | 1967.342 | 2369.2525 | 3313.516 | 4243.5476 | 5199.709 | 6117.8426 | 7079.2921 | 7992.1376 | 8956.576 | 9866.4327 |  |  |  | Sub total | 2617.8457 | 3313.516 | 4738.2626 | 6117.8426 | 7536.0767 | 8956.576 | 10378.3337 | 11740.7277 | 13161.835 | 14583.7084 |  |  |  | Sub total | 3315.9872 | 4243.5476 | 6117.8426 | 7992.1376 | 9866.4327 | 11740.7277 | 13615.0227 | 15489.3178 | 17363.6128 | 19237.9078 |  |  |  | Sub total | 4745.6763 | 5984.8139 | 8606.0027 | 11227.1915 | 13848.3803 | 16469.569 | 19090.7578 | 21711.9466 | 24333.1354 | 26954.3242 |  |  | Sub total | 6175.3654 | 7726.0801 | 11094.1627 | 14462.2453 | 17830.3278 | 21198.4104 | 24566.493 | 27934.5755 | 31302.6581 | 34670.7406 |  |  |  |  | Sub total | 9034.7435 | 11208.6127 | 16070.4828 | 20932.3529 | 25794.223 | 30656.0931 | 35517.9632 | 40379.8332 | 45241.7033 | 50103.5734 |  |  |  | Sub total | 11894.1217 | 14691.1453 | 21046.8029 | 27402.4605 | 33758.1181 | 40113.7757 | 46469.4334 | 52825.091 | 59180.7486 | 65536.4062 |  |  |  | Sub total | 14753.4999 | 18173.6778 | 26023.123 | 33872.5681 | 41722.0133 | 49571.4584 | 57420.9036 | 65270.3487 | 73119.7939 | 80969.239 |  |  |  | Sub total | 17612.8781 | 21656.2104 | 30999.4431 | 40342.6757 | 49685.9084 | 59029.1411 | 68372.3738 | 77715.6065 | 87058.8391 | 96402.0718 |  |  |  | Sub total | 23331.6344 | 28621.2755 | 40952.0832 | 53282.891 | 65613.6987 | 77944.5065 | 90275.3142 | 102606.1219 | 114936.9297 | 127267.7374 |  |  |  | Sub total | 29050.3908 | 35586.3406 | 50904.7234 | 66223.1062 | 81541.489 | 96859.8718 | 112178.2546 | 127496.6374 | 142815.0202 | 158133.403
Operational
Frequency
[10 empty] | Months | 24 | 21 | 18 | 15 | 12 | 9 | 6 | 3
[5 empty] | PE | Scottish Water Standard |  |  | Every 6 months | Per Year | 0.5 | 0.57143 | 0.66667 | 0.8 | 1 | 1.3333 | 2 | 4 | [101 empty] | Desludging | [12 empty] | Desludging
[5 empty] | 5 | 1.5 | 193.5 |  | 387 |  | 96.75 | 110.5714 | 129 | 154.8 | 193.5 | 258 | 387 | 774 | [100 empty] | PE | 12 | 6 | 3 | [9 empty] | PE | 12 | 6 | 3
[5 empty] | 10 | 3 | 211.7 |  | 423.4 |  | 105.85 | 120.9714 | 141.1333 | 169.36 | 211.7 | 282.2667 | 423.4 | 846.8 | [87 empty] | Desludging | [41 empty] | Desludging
[5 empty] | 20 | 6 | 211.7 |  | 423.4 |  | 105.85 | 120.9714 | 141.1333 | 169.36 | 211.7 | 282.2667 | 423.4 | 846.8 | [71 empty] | Desludging | [14 empty] | PE | 12 | 6 | 3 | [38 empty] | PE | 12 | 6 | 3
[5 empty] | 30 | 9 | 211.7 |  | 423.4 |  | 105.85 | 120.9714 | 141.1333 | 169.36 | 211.7 | 282.2667 | 423.4 | 846.8 | [59 empty] | Desludging | [10 empty] | PE | 12 | 6 | 3
[5 empty] | 50 | 15 | 334.1 |  | 668.2 |  | 167.05 | 190.9143 | 222.7333 | 267.28 | 334.1 | 445.4667 | 668.2 | 1336.4 | [58 empty] | PE | 12 | 6 | 3 | [38 empty] | 200 | 1252.1 | 2504.2 | 5008.4
[5 empty] | 75 | 22.5 | 487.1 |  | 974.2 |  | 243.55 | 278.3429 | 324.7333 | 389.68 | 487.1 | 649.4667 | 974.2 | 1948.4 | [58 empty] | 75 | 487.1 | 974.2 | 1948.4 | [8 empty] | 100 | 640.1 | 1280.2 | 2560.4 | [26 empty] | 300 | 1864.1 | 3728.2 | 7456.4 | [9 empty] | 300 | 1864.1 | 3728.2 | 7456.4
[5 empty] | 100 | 30 | 640.1 |  | 1280.2 |  | 320.05 | 365.7714 | 426.7333 | 512.08 | 640.1 | 853.4667 | 1280.2 | 2560.4 | [58 empty] | 100 | 640.1 | 1280.2 | 2560.4 | [8 empty] | 150 | 946.1 | 1892.2 | 3784.4 | [12 empty] | 200 | 1252.1 | 2504.2 | 5008.4 | [10 empty] | 400 | 2476.1 | 4952.2 | 9904.4 | [9 empty] | 400 | 2476.1 | 4952.2 | 9904.4
[5 empty] | 150 | 45 | 946.1 |  | 1892.2 |  | 473.05 | 540.6286 | 630.7333 | 756.88 | 946.1 | 1261.4667 | 1892.2 | 3784.4 | [58 empty] | 150 | 946.1 | 1892.2 | 3784.4 | [8 empty] | 200 | 1252.1 | 2504.2 | 5008.4 | [12 empty] | 300 | 1864.1 | 3728.2 | 7456.4 | [10 empty] | 500 | 3088.1 | 6176.2 | 12352.4 | [9 empty] | 500 | 3088.1 | 6176.2 | 12352.4
[5 empty] | 200 | 60 | 1252.1 |  | 2504.2 |  | 626.05 | 715.4857 | 834.7333 | 1001.68 | 1252.1 | 1669.4667 | 2504.2 | 5008.4 | [58 empty] | 200 | 1252.1 | 2504.2 | 5008.4 | [8 empty] | 300 | 1864.1 | 3728.2 | 7456.4 | [12 empty] | 400 | 2476.1 | 4952.2 | 9904.4 | [10 empty] | 600 | 3700.1 | 7400.2 | 14800.4 | [9 empty] | 600 | 3700.1 | 7400.2 | 14800.4
[5 empty] | 300 | 90 | 1864.1 |  | 3728.2 |  | 932.05 | 1065.2 | 1242.7333 | 1491.28 | 1864.1 | 2485.4667 | 3728.2 | 7456.4 | [58 empty] | 300 | 1864.1 | 3728.2 | 7456.4 | [8 empty] | 400 | 2476.1 | 4952.2 | 9904.4 | [12 empty] | 500 | 3088.1 | 6176.2 | 12352.4 | [10 empty] | 800 | 4924.1 | 9848.2 | 19696.4 | [9 empty] | 800 | 4924.1 | 9848.2 | 19696.4
[5 empty] | 400 | 120 | 2476.1 |  | 4952.2 |  | 1238.05 | 1414.9143 | 1650.7333 | 1980.88 | 2476.1 | 3301.4667 | 4952.2 | 9904.4 | [58 empty] | 400 | 2476.1 | 4952.2 | 9904.4 | [8 empty] | 500 | 3088.1 | 6176.2 | 12352.4 | [12 empty] | 600 | 3700.1 | 7400.2 | 14800.4 | [10 empty] | 1000 | 6148.1 | 12296.2 | 24592.4 | [9 empty] | 1000 | 6148.1 | 12296.2 | 24592.4 | [11 empty] | 600 | 3700.1 | 7400.2 | 14800.4
[5 empty] | 500 | 150 | 3088.1 |  | 6176.2 |  | 1544.05 | 1764.6286 | 2058.7333 | 2470.48 | 3088.1 | 4117.4667 | 6176.2 | 12352.4 | [58 empty] | 500 | 3088.1 | 6176.2 | 12352.4 | [8 empty] | 600 | 3700.1 | 7400.2 | 14800.4 | [12 empty] | 800 | 4924.1 | 9848.2 | 19696.4 | [38 empty] | 800 | 4924.1 | 9848.2 | 19696.4
[5 empty] | 600 | 180 | 3700.1 |  | 7400.2 |  | 1850.05 | 2114.3429 | 2466.7333 | 2960.08 | 3700.1 | 4933.4667 | 7400.2 | 14800.4 | [58 empty] | 600 | 3700.1 | 7400.2 | 14800.4 | [8 empty] | 800 | 4924.1 | 9848.2 | 19696.4 | [12 empty] | 1000 | 6148.1 | 12296.2 | 24592.4 | [38 empty] | 1000 | 6148.1 | 12296.2 | 24592.4
[5 empty] | 800 | 240 | 4924.1 |  | 9848.2 |  | 2462.05 | 2813.7714 | 3282.7333 | 3939.28 | 4924.1 | 6565.4667 | 9848.2 | 19696.4 | [58 empty] | 800 | 4924.1 | 9848.2 | 19696.4 | [8 empty] | 1000 | 6148.1 | 12296.2 | 24592.4
[5 empty] | 1000 | 300 | 6148.1 |  | 12296.2 |  | 3074.05 | 3513.2 | 4098.7333 | 4918.48 | 6148.1 | 8197.4667 | 12296.2 | 24592.4 | [58 empty] | 1000 | 6148.1 | 12296.2 | 24592.4
[11 empty] | 0 | 0 | 0 | 0 | 0 | 0 | 0 | 0
NPV
[6 empty] | Desludging every 6 months |  |  |  | Desludging every 12 months | [5 empty] | Desludging every 3 months |  |  |  | Desludging every 6 months |  |  |  | Desludging every 12 months | [5 empty] | Desludging every 3 months |  |  |  | Desludging every 6 months |  |  |  | Desludging every 12 months | [5 empty] | Desludging every 3 months |  |  |  | Desludging every 6 months |  |  |  | Desludging every 12 months | [5 empty] | Desludging every 3 months |  |  |  | Desludging every 6 months |  |  |  | Desludging every 12 months | [5 empty] | Desludging every 3 months |  |  |  | Desludging every 6 months |  |  |  | Desludging every 12 months | [5 empty] | Desludging every 3 months |  |  |  | Desludging every 6 months |  |  |  | Desludging every 12 months | [5 empty] | Desludging every 3 months |  |  |  | Desludging every 6 months |  |  |  | Desludging every 12 months | [5 empty] | Desludging every 3 months |  |  |  | Desludging every 6 months |  |  |  | Desludging every 12 months | [5 empty] | Desludging every 3 months |  |  |  | Desludging every 6 months |  |  |  | Desludging every 12 months | [5 empty] | Desludging every 3 months |  |  |  | Desludging every 6 months |  |  |  | Desludging every 12 months | [5 empty] | Desludging every 3 months |  |  |  | Desludging every 6 months |  |  |  | Desludging every 12 months | [5 empty] | Desludging every 3 months |  |  |  | Desludging every 6 months |  |  |  | Desludging every 12 months | [5 empty] | Desludging every 3 months |  |  |  | Desludging every 6 months |  |  |  | Desludging every 12 months | [5 empty] | Desludging every 3 months |  |  |  | Desludging every 6 months |  |  |  | Desludging every 12 months | [5 empty] | Desludging every 3 months
[6 empty] | Discout Rate | Discout Rate |  |  |  | Discout Rate | Discout Rate |  |  |  | Discout Rate | Discout Rate |  |  | Discout Rate | Discout Rate |  |  |  | Discout Rate | Discout Rate |  |  |  | Discout Rate | Discout Rate |  |  | Discout Rate | Discout Rate |  |  |  | Discout Rate | Discout Rate |  |  |  | Discout Rate | Discout Rate |  |  | Discout Rate | Discout Rate |  |  |  | Discout Rate | Discout Rate |  |  |  | Discout Rate | Discout Rate |  |  | Discout Rate | Discout Rate |  |  |  | Discout Rate | Discout Rate |  |  |  | Discout Rate | Discout Rate |  |  | Discout Rate | Discout Rate |  |  |  | Discout Rate | Discout Rate |  |  |  | Discout Rate | Discout Rate |  |  | Discout Rate | Discout Rate |  |  |  | Discout Rate | Discout Rate |  |  |  | Discout Rate | Discout Rate |  |  | Discout Rate | Discout Rate |  |  |  | Discout Rate | Discout Rate |  |  |  | Discout Rate | Discout Rate |  |  | Discout Rate | Discout Rate |  |  |  | Discout Rate | Discout Rate |  |  |  | Discout Rate | Discout Rate |  |  | Discout Rate | Discout Rate |  |  |  | Discout Rate | Discout Rate |  |  |  | Discout Rate | Discout Rate |  |  | Discout Rate | Discout Rate |  |  |  | Discout Rate | Discout Rate |  |  |  | Discout Rate | Discout Rate |  |  | Discout Rate | Discout Rate |  |  |  | Discout Rate | Discout Rate |  |  |  | Discout Rate | Discout Rate |  |  | Discout Rate | Discout Rate |  |  |  | Discout Rate | Discout Rate |  |  |  | Discout Rate | Discout Rate |  |  | Discout Rate | Discout Rate |  |  |  | Discout Rate | Discout Rate |  |  |  | Discout Rate | Discout Rate |  |  | Discout Rate | Discout Rate |  |  |  | Discout Rate | Discout Rate |  |  |  | Discout Rate | Discout Rate
[5 empty] | t | 0 | 0.035 | 0.06 |  | t | 0 | 0.035 | 0.06 |  | t | 0 | 0.035 | 0.06 | t | 0 | 0.035 | 0.06 |  | t | 0 | 0.035 | 0.06 |  | t | 0 | 0.035 | 0.06 | t | 0 | 0.035 | 0.06 |  | t | 0 | 0.035 | 0.06 |  | t | 0 | 0.035 | 0.06 | t | 0 | 0.035 | 0.06 |  | t | 0 | 0.035 | 0.06 |  | t | 0 | 0.035 | 0.06 | t | 0 | 0.035 | 0.06 |  | t | 0 | 0.035 | 0.06 |  | t | 0 | 0.035 | 0.06 | t | 0 | 0.035 | 0.06 |  | t | 0 | 0.035 | 0.06 |  | t | 0 | 0.035 | 0.06 | t | 0 | 0.035 | 0.06 |  | t | 0 | 0.035 | 0.06 |  | t | 0 | 0.035 | 0.06 | t | 0 | 0.035 | 0.06 |  | t | 0 | 0.035 | 0.06 |  | t | 0 | 0.035 | 0.06 | t | 0 | 0.035 | 0.06 |  | t | 0 | 0.035 | 0.06 |  | t | 0 | 0.035 | 0.06 | t | 0 | 0.035 | 0.06 |  | t | 0 | 0.035 | 0.06 |  | t | 0 | 0.035 | 0.06 | t | 0 | 0.035 | 0.06 |  | t | 0 | 0.035 | 0.06 |  | t | 0 | 0.035 | 0.06 | t | 0 | 0.035 | 0.06 |  | t | 0 | 0.035 | 0.06 |  | t | 0 | 0.035 | 0.06 | t | 0 | 0.035 | 0.06 |  | t | 0 | 0.035 | 0.06 |  | t | 0 | 0.035 | 0.06 | t | 0 | 0.035 | 0.06 |  | t | 0 | 0.035 | 0.06 |  | t | 0 | 0.035 | 0.06 | t | 0 | 0.035 | 0.06 |  | t | 0 | 0.035 | 0.06 |  | t | 0 | 0.035 | 0.06
[5 empty] | 1 | 387 | 373.913 | 365.0943 |  | 1 | 193.5 | 186.9565 | 182.5472 |  | 1 | 774 | 747.8261 | 730.1887 | 1 | 423.4 | 409.0821 | 399.434 |  | 1 | 211.7 | 204.5411 | 182.5472 |  | 1 | 846.8 | 818.1643 | 730.1887 | 1 | 423.4 | 409.0821 | 399.434 |  | 1 | 211.7 | 204.5411 | 182.5472 |  | 1 | 846.8 | 818.1643 | 730.1887 | 1 | 423.4 | 409.0821 | 399.434 |  | 1 | 211.7 | 204.5411 | 182.5472 |  | 1 | 846.8 | 818.1643 | 730.1887 | 1 | 668.2 | 645.6039 | 630.3774 |  | 1 | 334.1 | 322.8019 | 182.5472 |  | 1 | 1336.4 | 1291.2077 | 730.1887 | 1 | 974.2 | 941.256 | 919.0566 |  | 1 | 487.1 | 470.628 | 182.5472 |  | 1 | 1948.4 | 1882.5121 | 730.1887 | 1 | 1280.2 | 1236.9082 | 1207.7358 |  | 1 | 640.1 | 618.4541 | 182.5472 |  | 1 | 2560.4 | 2473.8164 | 730.1887 | 1 | 1892.2 | 1828.2126 | 1785.0943 |  | 1 | 946.1 | 914.1063 | 182.5472 |  | 1 | 3784.4 | 3656.4251 | 730.1887 | 1 | 2504.2 | 2419.5169 | 2362.4528 |  | 1 | 1252.1 | 1209.7585 | 182.5472 |  | 1 | 5008.4 | 4839.0338 | 730.1887 | 1 | 3728.2 | 3602.1256 | 3517.1698 |  | 1 | 1864.1 | 1801.0628 | 182.5472 |  | 1 | 7456.4 | 7204.2512 | 730.1887 | 1 | 4952.2 | 4784.7343 | 4671.8868 |  | 1 | 2476.1 | 2392.3671 | 182.5472 |  | 1 | 9904.4 | 9569.4686 | 730.1887 | 1 | 6176.2 | 5967.343 | 365.0943 |  | 1 | 3088.1 | 2983.6715 | 182.5472 |  | 1 | 12352.4 | 11934.686 | 730.1887 | 1 | 7400.2 | 7149.9517 | 365.0943 |  | 1 | 3700.1 | 3574.9758 | 182.5472 |  | 1 | 14800.4 | 14299.9034 | 730.1887 | 1 | 9848.2 | 9515.1691 | 365.0943 |  | 1 | 4924.1 | 4757.5845 | 182.5472 |  | 1 | 19696.4 | 19030.3382 | 730.1887 | 1 | 12296.2 | 11880.3865 | 11600.1887 |  | 1 | 6148.1 | 5940.1932 | 182.5472 |  | 1 | 24592.4 | 23760.7729 | 730.1887
[5 empty] | 2 | 387 | 361.2686 | 344.4286 |  | 2 | 193.5 | 180.6343 | 172.2143 |  | 2 | 774 | 722.5373 | 688.8572 | 2 | 423.4 | 395.2484 | 376.8245 |  | 2 | 211.7 | 197.6242 | 172.2143 |  | 2 | 846.8 | 790.4969 | 688.8572 | 2 | 423.4 | 395.2484 | 376.8245 |  | 2 | 211.7 | 197.6242 | 172.2143 |  | 2 | 846.8 | 790.4969 | 688.8572 | 2 | 423.4 | 395.2484 | 376.8245 |  | 2 | 211.7 | 197.6242 | 172.2143 |  | 2 | 846.8 | 790.4969 | 688.8572 | 2 | 668.2 | 623.7718 | 594.6956 |  | 2 | 334.1 | 311.8859 | 172.2143 |  | 2 | 1336.4 | 1247.5437 | 688.8572 | 2 | 974.2 | 909.4261 | 867.0345 |  | 2 | 487.1 | 454.7131 | 172.2143 |  | 2 | 1948.4 | 1818.8522 | 688.8572 | 2 | 1280.2 | 1195.0804 | 1139.3734 |  | 2 | 640.1 | 597.5402 | 172.2143 |  | 2 | 2560.4 | 2390.1608 | 688.8572 | 2 | 1892.2 | 1766.3889 | 344.4286 |  | 2 | 946.1 | 883.1945 | 172.2143 |  | 2 | 3784.4 | 3532.7779 | 688.8572 | 2 | 2504.2 | 2337.6975 | 2228.7291 |  | 2 | 1252.1 | 1168.8487 | 172.2143 |  | 2 | 5008.4 | 4675.395 | 688.8572 | 2 | 3728.2 | 3480.3146 | 3318.0847 |  | 2 | 1864.1 | 1740.1573 | 172.2143 |  | 2 | 7456.4 | 6960.6292 | 688.8572 | 2 | 4952.2 | 4622.9317 | 4407.4404 |  | 2 | 2476.1 | 2311.4658 | 172.2143 |  | 2 | 9904.4 | 9245.8634 | 688.8572 | 2 | 6176.2 | 5765.5488 | 344.4286 |  | 2 | 3088.1 | 2882.7744 | 172.2143 |  | 2 | 12352.4 | 11531.0976 | 688.8572 | 2 | 7400.2 | 6908.1659 | 344.4286 |  | 2 | 3700.1 | 3454.0829 | 172.2143 |  | 2 | 14800.4 | 13816.3318 | 688.8572 | 2 | 9848.2 | 9193.4001 | 344.4286 |  | 2 | 4924.1 | 4596.7 | 172.2143 |  | 2 | 19696.4 | 18386.8002 | 688.8572 | 2 | 12296.2 | 11478.6343 | 10943.5742 |  | 2 | 6148.1 | 5739.3171 | 172.2143 |  | 2 | 24592.4 | 22957.2685 | 688.8572
[5 empty] | 3 | 387 | 349.0518 | 324.9327 |  | 3 | 193.5 | 174.5259 | 162.4663 |  | 3 | 774 | 698.1037 | 649.8653 | 3 | 423.4 | 381.8825 | 355.4948 |  | 3 | 211.7 | 190.9413 | 162.4663 |  | 3 | 846.8 | 763.7651 | 649.8653 | 3 | 423.4 | 381.8825 | 355.4948 |  | 3 | 211.7 | 190.9413 | 162.4663 |  | 3 | 846.8 | 763.7651 | 649.8653 | 3 | 423.4 | 381.8825 | 355.4948 |  | 3 | 211.7 | 190.9413 | 162.4663 |  | 3 | 846.8 | 763.7651 | 649.8653 | 3 | 668.2 | 602.6781 | 561.0336 |  | 3 | 334.1 | 301.3391 | 162.4663 |  | 3 | 1336.4 | 1205.3562 | 649.8653 | 3 | 974.2 | 878.6726 | 817.9571 |  | 3 | 487.1 | 439.3363 | 162.4663 |  | 3 | 1948.4 | 1757.3452 | 649.8653 | 3 | 1280.2 | 1154.6671 | 1074.8806 |  | 3 | 640.1 | 577.3335 | 162.4663 |  | 3 | 2560.4 | 2309.3341 | 649.8653 | 3 | 1892.2 | 1706.656 | 324.9327 |  | 3 | 946.1 | 853.328 | 162.4663 |  | 3 | 3784.4 | 3413.312 | 649.8653 | 3 | 2504.2 | 2258.6449 | 2102.5746 |  | 3 | 1252.1 | 1129.3225 | 162.4663 |  | 3 | 5008.4 | 4517.2898 | 649.8653 | 3 | 3728.2 | 3362.6228 | 3130.2686 |  | 3 | 1864.1 | 1681.3114 | 162.4663 |  | 3 | 7456.4 | 6725.2456 | 649.8653 | 3 | 4952.2 | 4466.6007 | 4157.9626 |  | 3 | 2476.1 | 2233.3003 | 162.4663 |  | 3 | 9904.4 | 8933.2013 | 649.8653 | 3 | 6176.2 | 5570.5785 | 324.9327 |  | 3 | 3088.1 | 2785.2893 | 162.4663 |  | 3 | 12352.4 | 11141.1571 | 649.8653 | 3 | 7400.2 | 6674.5564 | 324.9327 |  | 3 | 3700.1 | 3337.2782 | 162.4663 |  | 3 | 14800.4 | 13349.1128 | 649.8653 | 3 | 9848.2 | 8882.5122 | 324.9327 |  | 3 | 4924.1 | 4441.2561 | 162.4663 |  | 3 | 19696.4 | 17765.0243 | 649.8653 | 3 | 12296.2 | 11090.4679 | 10324.1266 |  | 3 | 6148.1 | 5545.2339 | 162.4663 |  | 3 | 24592.4 | 22180.9358 | 649.8653
[5 empty] | 4 | 387 | 337.2481 | 306.5402 |  | 4 | 193.5 | 168.6241 | 153.2701 |  | 4 | 774 | 674.4963 | 613.0805 | 4 | 423.4 | 368.9686 | 335.3725 |  | 4 | 211.7 | 184.4843 | 153.2701 |  | 4 | 846.8 | 737.9373 | 613.0805 | 4 | 423.4 | 368.9686 | 335.3725 |  | 4 | 211.7 | 184.4843 | 153.2701 |  | 4 | 846.8 | 737.9373 | 613.0805 | 4 | 423.4 | 368.9686 | 335.3725 |  | 4 | 211.7 | 184.4843 | 153.2701 |  | 4 | 846.8 | 737.9373 | 613.0805 | 4 | 668.2 | 582.2977 | 529.277 |  | 4 | 334.1 | 291.1488 | 153.2701 |  | 4 | 1336.4 | 1164.5954 | 613.0805 | 4 | 974.2 | 848.959 | 771.6576 |  | 4 | 487.1 | 424.4795 | 153.2701 |  | 4 | 1948.4 | 1697.918 | 613.0805 | 4 | 1280.2 | 1115.6203 | 1014.0383 |  | 4 | 640.1 | 557.8102 | 153.2701 |  | 4 | 2560.4 | 2231.2407 | 613.0805 | 4 | 1892.2 | 1648.943 | 306.5402 |  | 4 | 946.1 | 824.4715 | 153.2701 |  | 4 | 3784.4 | 3297.886 | 613.0805 | 4 | 2504.2 | 2182.2656 | 1983.561 |  | 4 | 1252.1 | 1091.1328 | 153.2701 |  | 4 | 5008.4 | 4364.5313 | 613.0805 | 4 | 3728.2 | 3248.9109 | 2953.0836 |  | 4 | 1864.1 | 1624.4555 | 153.2701 |  | 4 | 7456.4 | 6497.8218 | 613.0805 | 4 | 4952.2 | 4315.5562 | 3922.6062 |  | 4 | 2476.1 | 2157.7781 | 153.2701 |  | 4 | 9904.4 | 8631.1124 | 613.0805 | 4 | 6176.2 | 5382.2015 | 306.5402 |  | 4 | 3088.1 | 2691.1007 | 153.2701 |  | 4 | 12352.4 | 10764.403 | 613.0805 | 4 | 7400.2 | 6448.8468 | 306.5402 |  | 4 | 3700.1 | 3224.4234 | 153.2701 |  | 4 | 14800.4 | 12897.6935 | 613.0805 | 4 | 9848.2 | 8582.1373 | 306.5402 |  | 4 | 4924.1 | 4291.0687 | 153.2701 |  | 4 | 19696.4 | 17164.2747 | 613.0805 | 4 | 12296.2 | 10715.4279 | 9739.7421 |  | 4 | 6148.1 | 5357.714 | 153.2701 |  | 4 | 24592.4 | 21430.8558 | 613.0805
[5 empty] | 5 | 387 | 325.8436 | 289.1889 |  | 5 | 193.5 | 162.9218 | 144.5945 |  | 5 | 774 | 651.6872 | 578.3778 | 5 | 423.4 | 356.4914 | 316.3891 |  | 5 | 211.7 | 178.2457 | 144.5945 |  | 5 | 846.8 | 712.9829 | 578.3778 | 5 | 423.4 | 356.4914 | 316.3891 |  | 5 | 211.7 | 178.2457 | 144.5945 |  | 5 | 846.8 | 712.9829 | 578.3778 | 5 | 423.4 | 356.4914 | 316.3891 |  | 5 | 211.7 | 178.2457 | 144.5945 |  | 5 | 846.8 | 712.9829 | 578.3778 | 5 | 668.2 | 562.6065 | 499.3179 |  | 5 | 334.1 | 281.3032 | 144.5945 |  | 5 | 1336.4 | 1125.2129 | 578.3778 | 5 | 974.2 | 820.2503 | 727.9789 |  | 5 | 487.1 | 410.1251 | 144.5945 |  | 5 | 1948.4 | 1640.5005 | 578.3778 | 5 | 1280.2 | 1077.894 | 956.6399 |  | 5 | 640.1 | 538.947 | 144.5945 |  | 5 | 2560.4 | 2155.7881 | 578.3778 | 5 | 1892.2 | 1593.1816 | 289.1889 |  | 5 | 946.1 | 796.5908 | 144.5945 |  | 5 | 3784.4 | 3186.3633 | 578.3778 | 5 | 2504.2 | 2108.4692 | 1871.2839 |  | 5 | 1252.1 | 1054.2346 | 144.5945 |  | 5 | 5008.4 | 4216.9384 | 578.3778 | 5 | 3728.2 | 3139.0444 | 2785.9279 |  | 5 | 1864.1 | 1569.5222 | 144.5945 |  | 5 | 7456.4 | 6278.0887 | 578.3778 | 5 | 4952.2 | 4169.6195 | 3700.5719 |  | 5 | 2476.1 | 2084.8098 | 144.5945 |  | 5 | 9904.4 | 8339.239 | 578.3778 | 5 | 6176.2 | 5200.1947 | 289.1889 |  | 5 | 3088.1 | 2600.0973 | 144.5945 |  | 5 | 12352.4 | 10400.3893 | 578.3778 | 5 | 7400.2 | 6230.7698 | 289.1889 |  | 5 | 3700.1 | 3115.3849 | 144.5945 |  | 5 | 14800.4 | 12461.5397 | 578.3778 | 5 | 9848.2 | 8291.9201 | 289.1889 |  | 5 | 4924.1 | 4145.9601 | 144.5945 |  | 5 | 19696.4 | 16583.8403 | 578.3778 | 5 | 12296.2 | 10353.0705 | 9188.4359 |  | 5 | 6148.1 | 5176.5352 | 144.5945 |  | 5 | 24592.4 | 20706.1409 | 578.3778
[5 empty] | 6 | 387 | 314.8247 | 272.8197 |  | 6 | 193.5 | 157.4124 | 136.4099 |  | 6 | 774 | 629.6495 | 545.6395 | 6 | 423.4 | 344.4362 | 298.4803 |  | 6 | 211.7 | 172.2181 | 136.4099 |  | 6 | 846.8 | 688.8723 | 545.6395 | 6 | 423.4 | 344.4362 | 298.4803 |  | 6 | 211.7 | 172.2181 | 136.4099 |  | 6 | 846.8 | 688.8723 | 545.6395 | 6 | 423.4 | 344.4362 | 298.4803 |  | 6 | 211.7 | 172.2181 | 136.4099 |  | 6 | 846.8 | 688.8723 | 545.6395 | 6 | 668.2 | 543.5811 | 471.0546 |  | 6 | 334.1 | 271.7906 | 136.4099 |  | 6 | 1336.4 | 1087.1623 | 545.6395 | 6 | 974.2 | 792.5123 | 686.7726 |  | 6 | 487.1 | 396.2562 | 136.4099 |  | 6 | 1948.4 | 1585.0247 | 545.6395 | 6 | 1280.2 | 1041.4435 | 902.4905 |  | 6 | 640.1 | 520.7218 | 136.4099 |  | 6 | 2560.4 | 2082.887 | 545.6395 | 6 | 1892.2 | 1539.3059 | 272.8197 |  | 6 | 946.1 | 769.653 | 136.4099 |  | 6 | 3784.4 | 3078.6118 | 545.6395 | 6 | 2504.2 | 2037.1683 | 1765.3622 |  | 6 | 1252.1 | 1018.5842 | 136.4099 |  | 6 | 5008.4 | 4074.3366 | 545.6395 | 6 | 3728.2 | 3032.8931 | 2628.2339 |  | 6 | 1864.1 | 1516.4466 | 136.4099 |  | 6 | 7456.4 | 6065.7862 | 545.6395 | 6 | 4952.2 | 4028.6179 | 3491.1056 |  | 6 | 2476.1 | 2014.3089 | 136.4099 |  | 6 | 9904.4 | 8057.2358 | 545.6395 | 6 | 6176.2 | 5024.3427 | 272.8197 |  | 6 | 3088.1 | 2512.1713 | 136.4099 |  | 6 | 12352.4 | 10048.6854 | 545.6395 | 6 | 7400.2 | 6020.0675 | 272.8197 |  | 6 | 3700.1 | 3010.0337 | 136.4099 |  | 6 | 14800.4 | 12040.1349 | 545.6395 | 6 | 9848.2 | 8011.517 | 272.8197 |  | 6 | 4924.1 | 4005.7585 | 136.4099 |  | 6 | 19696.4 | 16023.0341 | 545.6395 | 6 | 12296.2 | 10002.9666 | 8668.3358 |  | 6 | 6148.1 | 5001.4833 | 136.4099 |  | 6 | 24592.4 | 20005.9332 | 545.6395
[5 empty] | 7 | 387 | 304.1785 | 257.3771 |  | 7 | 193.5 | 152.0893 | 128.6886 |  | 7 | 774 | 608.357 | 514.7542 | 7 | 423.4 | 332.7886 | 281.5852 |  | 7 | 211.7 | 166.3943 | 128.6886 |  | 7 | 846.8 | 665.5771 | 514.7542 | 7 | 423.4 | 332.7886 | 281.5852 |  | 7 | 211.7 | 166.3943 | 128.6886 |  | 7 | 846.8 | 665.5771 | 514.7542 | 7 | 423.4 | 332.7886 | 281.5852 |  | 7 | 211.7 | 166.3943 | 128.6886 |  | 7 | 846.8 | 665.5771 | 514.7542 | 7 | 668.2 | 525.1992 | 444.3912 |  | 7 | 334.1 | 262.5996 | 128.6886 |  | 7 | 1336.4 | 1050.3983 | 514.7542 | 7 | 974.2 | 765.7124 | 647.8986 |  | 7 | 487.1 | 382.8562 | 128.6886 |  | 7 | 1948.4 | 1531.4248 | 514.7542 | 7 | 1280.2 | 1006.2256 | 851.4061 |  | 7 | 640.1 | 503.1128 | 128.6886 |  | 7 | 2560.4 | 2012.4513 | 514.7542 | 7 | 1892.2 | 1487.2521 | 257.3771 |  | 7 | 946.1 | 743.626 | 128.6886 |  | 7 | 3784.4 | 2974.5042 | 514.7542 | 7 | 2504.2 | 1968.2786 | 1665.436 |  | 7 | 1252.1 | 984.1393 | 128.6886 |  | 7 | 5008.4 | 3936.5571 | 514.7542 | 7 | 3728.2 | 2930.3315 | 2479.4659 |  | 7 | 1864.1 | 1465.1657 | 128.6886 |  | 7 | 7456.4 | 5860.663 | 514.7542 | 7 | 4952.2 | 3892.3844 | 3293.4958 |  | 7 | 2476.1 | 1946.1922 | 128.6886 |  | 7 | 9904.4 | 7784.7689 | 514.7542 | 7 | 6176.2 | 4854.4374 | 257.3771 |  | 7 | 3088.1 | 2427.2187 | 128.6886 |  | 7 | 12352.4 | 9708.8747 | 514.7542 | 7 | 7400.2 | 5816.4903 | 257.3771 |  | 7 | 3700.1 | 2908.2452 | 128.6886 |  | 7 | 14800.4 | 11632.9806 | 514.7542 | 7 | 9848.2 | 7740.5962 | 257.3771 |  | 7 | 4924.1 | 3870.2981 | 128.6886 |  | 7 | 19696.4 | 15481.1924 | 514.7542 | 7 | 12296.2 | 9664.7021 | 8177.6753 |  | 7 | 6148.1 | 4832.351 | 128.6886 |  | 7 | 24592.4 | 19329.4041 | 514.7542
[5 empty] | 8 | 387 | 293.8923 | 242.8086 |  | 8 | 193.5 | 146.9461 | 121.4043 |  | 8 | 774 | 587.7845 | 485.6172 | 8 | 423.4 | 321.5349 | 265.6464 |  | 8 | 211.7 | 160.7674 | 121.4043 |  | 8 | 846.8 | 643.0697 | 485.6172 | 8 | 423.4 | 321.5349 | 265.6464 |  | 8 | 211.7 | 160.7674 | 121.4043 |  | 8 | 846.8 | 643.0697 | 485.6172 | 8 | 423.4 | 321.5349 | 265.6464 |  | 8 | 211.7 | 160.7674 | 121.4043 |  | 8 | 846.8 | 643.0697 | 485.6172 | 8 | 668.2 | 507.4388 | 419.2369 |  | 8 | 334.1 | 253.7194 | 121.4043 |  | 8 | 1336.4 | 1014.8776 | 485.6172 | 8 | 974.2 | 739.8187 | 611.2251 |  | 8 | 487.1 | 369.9094 | 121.4043 |  | 8 | 1948.4 | 1479.6375 | 485.6172 | 8 | 1280.2 | 972.1987 | 803.2133 |  | 8 | 640.1 | 486.0993 | 121.4043 |  | 8 | 2560.4 | 1944.3973 | 485.6172 | 8 | 1892.2 | 1436.9585 | 242.8086 |  | 8 | 946.1 | 718.4793 | 121.4043 |  | 8 | 3784.4 | 2873.9171 | 485.6172 | 8 | 2504.2 | 1901.7184 | 1571.1661 |  | 8 | 1252.1 | 950.8592 | 121.4043 |  | 8 | 5008.4 | 3803.4368 | 485.6172 | 8 | 3728.2 | 2831.2382 | 2339.1188 |  | 8 | 1864.1 | 1415.6191 | 121.4043 |  | 8 | 7456.4 | 5662.4763 | 485.6172 | 8 | 4952.2 | 3760.7579 | 3107.0715 |  | 8 | 2476.1 | 1880.379 | 121.4043 |  | 8 | 9904.4 | 7521.5158 | 485.6172 | 8 | 6176.2 | 4690.2777 | 242.8086 |  | 8 | 3088.1 | 2345.1388 | 121.4043 |  | 8 | 12352.4 | 9380.5553 | 485.6172 | 8 | 7400.2 | 5619.7974 | 242.8086 |  | 8 | 3700.1 | 2809.8987 | 121.4043 |  | 8 | 14800.4 | 11239.5948 | 485.6172 | 8 | 9848.2 | 7478.8369 | 242.8086 |  | 8 | 4924.1 | 3739.4184 | 121.4043 |  | 8 | 19696.4 | 14957.6738 | 485.6172 | 8 | 12296.2 | 9337.8764 | 7714.788 |  | 8 | 6148.1 | 4668.9382 | 121.4043 |  | 8 | 24592.4 | 18675.7528 | 485.6172
[5 empty] | 9 | 387 | 283.9539 | 229.0647 |  | 9 | 193.5 | 141.9769 | 114.5324 |  | 9 | 774 | 567.9078 | 458.1294 | 9 | 423.4 | 310.6617 | 250.6098 |  | 9 | 211.7 | 155.3308 | 114.5324 |  | 9 | 846.8 | 621.3234 | 458.1294 | 9 | 423.4 | 310.6617 | 250.6098 |  | 9 | 211.7 | 155.3308 | 114.5324 |  | 9 | 846.8 | 621.3234 | 458.1294 | 9 | 423.4 | 310.6617 | 250.6098 |  | 9 | 211.7 | 155.3308 | 114.5324 |  | 9 | 846.8 | 621.3234 | 458.1294 | 9 | 668.2 | 490.279 | 395.5066 |  | 9 | 334.1 | 245.1395 | 114.5324 |  | 9 | 1336.4 | 980.5581 | 458.1294 | 9 | 974.2 | 714.8007 | 576.6275 |  | 9 | 487.1 | 357.4004 | 114.5324 |  | 9 | 1948.4 | 1429.6014 | 458.1294 | 9 | 1280.2 | 939.3224 | 757.7484 |  | 9 | 640.1 | 469.6612 | 114.5324 |  | 9 | 2560.4 | 1878.6448 | 458.1294 | 9 | 1892.2 | 1388.3657 | 229.0647 |  | 9 | 946.1 | 694.1829 | 114.5324 |  | 9 | 3784.4 | 2776.7315 | 458.1294 | 9 | 2504.2 | 1837.4091 | 1482.2321 |  | 9 | 1252.1 | 918.7046 | 114.5324 |  | 9 | 5008.4 | 3674.8182 | 458.1294 | 9 | 3728.2 | 2735.4958 | 2206.7159 |  | 9 | 1864.1 | 1367.7479 | 114.5324 |  | 9 | 7456.4 | 5470.9916 | 458.1294 | 9 | 4952.2 | 3633.5825 | 2931.1996 |  | 9 | 2476.1 | 1816.7913 | 114.5324 |  | 9 | 9904.4 | 7267.165 | 458.1294 | 9 | 6176.2 | 4531.6692 | 229.0647 |  | 9 | 3088.1 | 2265.8346 | 114.5324 |  | 9 | 12352.4 | 9063.3385 | 458.1294 | 9 | 7400.2 | 5429.7559 | 229.0647 |  | 9 | 3700.1 | 2714.878 | 114.5324 |  | 9 | 14800.4 | 10859.5119 | 458.1294 | 9 | 9848.2 | 7225.9294 | 229.0647 |  | 9 | 4924.1 | 3612.9647 | 114.5324 |  | 9 | 19696.4 | 14451.8587 | 458.1294 | 9 | 12296.2 | 9022.1028 | 7278.1019 |  | 9 | 6148.1 | 4511.0514 | 114.5324 |  | 9 | 24592.4 | 18044.2056 | 458.1294
[5 empty] | 10 | 387 | 274.3516 | 216.0988 |  | 10 | 193.5 | 137.1758 | 108.0494 |  | 10 | 774 | 548.7032 | 432.1976 | 10 | 423.4 | 300.1562 | 236.4243 |  | 10 | 211.7 | 150.0781 | 108.0494 |  | 10 | 846.8 | 600.3125 | 432.1976 | 10 | 423.4 | 300.1562 | 236.4243 |  | 10 | 211.7 | 150.0781 | 108.0494 |  | 10 | 846.8 | 600.3125 | 432.1976 | 10 | 423.4 | 300.1562 | 236.4243 |  | 10 | 211.7 | 150.0781 | 108.0494 |  | 10 | 846.8 | 600.3125 | 432.1976 | 10 | 668.2 | 473.6996 | 373.1194 |  | 10 | 334.1 | 236.8498 | 108.0494 |  | 10 | 1336.4 | 947.3991 | 432.1976 | 10 | 974.2 | 690.6287 | 543.9882 |  | 10 | 487.1 | 345.3144 | 108.0494 |  | 10 | 1948.4 | 1381.2574 | 432.1976 | 10 | 1280.2 | 907.5579 | 714.857 |  | 10 | 640.1 | 453.7789 | 108.0494 |  | 10 | 2560.4 | 1815.1157 | 432.1976 | 10 | 1892.2 | 1341.4162 | 216.0988 |  | 10 | 946.1 | 670.7081 | 108.0494 |  | 10 | 3784.4 | 2682.8324 | 432.1976 | 10 | 2504.2 | 1775.2745 | 1398.3322 |  | 10 | 1252.1 | 887.6372 | 108.0494 |  | 10 | 5008.4 | 3550.549 | 432.1976 | 10 | 3728.2 | 2642.9911 | 2081.8074 |  | 10 | 1864.1 | 1321.4956 | 108.0494 |  | 10 | 7456.4 | 5285.9822 | 432.1976 | 10 | 4952.2 | 3510.7077 | 2765.2826 |  | 10 | 2476.1 | 1755.3539 | 108.0494 |  | 10 | 9904.4 | 7021.4155 | 432.1976 | 10 | 6176.2 | 4378.4244 | 216.0988 |  | 10 | 3088.1 | 2189.2122 | 108.0494 |  | 10 | 12352.4 | 8756.8488 | 432.1976 | 10 | 7400.2 | 5246.141 | 216.0988 |  | 10 | 3700.1 | 2623.0705 | 108.0494 |  | 10 | 14800.4 | 10492.282 | 432.1976 | 10 | 9848.2 | 6981.5743 | 216.0988 |  | 10 | 4924.1 | 3490.7871 | 108.0494 |  | 10 | 19696.4 | 13963.1485 | 432.1976 | 10 | 12296.2 | 8717.0075 | 6866.1339 |  | 10 | 6148.1 | 4358.5038 | 108.0494 |  | 10 | 24592.4 | 17434.015 | 432.1976
[5 empty] | 11 | 387 | 265.074 | 203.8668 |  | 11 | 193.5 | 132.537 | 101.9334 |  | 11 | 774 | 530.148 | 407.7335 | 11 | 423.4 | 290.006 | 223.0418 |  | 11 | 211.7 | 145.003 | 101.9334 |  | 11 | 846.8 | 580.012 | 407.7335 | 11 | 423.4 | 290.006 | 223.0418 |  | 11 | 211.7 | 145.003 | 101.9334 |  | 11 | 846.8 | 580.012 | 407.7335 | 11 | 423.4 | 290.006 | 223.0418 |  | 11 | 211.7 | 145.003 | 101.9334 |  | 11 | 846.8 | 580.012 | 407.7335 | 11 | 668.2 | 457.6807 | 351.9994 |  | 11 | 334.1 | 228.8404 | 101.9334 |  | 11 | 1336.4 | 915.3615 | 407.7335 | 11 | 974.2 | 667.2741 | 513.1964 |  | 11 | 487.1 | 333.6371 | 101.9334 |  | 11 | 1948.4 | 1334.5482 | 407.7335 | 11 | 1280.2 | 876.8675 | 674.3934 |  | 11 | 640.1 | 438.4338 | 101.9334 |  | 11 | 2560.4 | 1753.735 | 407.7335 | 11 | 1892.2 | 1296.0543 | 203.8668 |  | 11 | 946.1 | 648.0271 | 101.9334 |  | 11 | 3784.4 | 2592.1086 | 407.7335 | 11 | 2504.2 | 1715.2411 | 1319.1813 |  | 11 | 1252.1 | 857.6205 | 101.9334 |  | 11 | 5008.4 | 3430.4821 | 407.7335 | 11 | 3728.2 | 2553.6146 | 1963.9693 |  | 11 | 1864.1 | 1276.8073 | 101.9334 |  | 11 | 7456.4 | 5107.2292 | 407.7335 | 11 | 4952.2 | 3391.9882 | 2608.7572 |  | 11 | 2476.1 | 1695.9941 | 101.9334 |  | 11 | 9904.4 | 6783.9763 | 407.7335 | 11 | 6176.2 | 4230.3617 | 203.8668 |  | 11 | 3088.1 | 2115.1809 | 101.9334 |  | 11 | 12352.4 | 8460.7234 | 407.7335 | 11 | 7400.2 | 5068.7353 | 203.8668 |  | 11 | 3700.1 | 2534.3676 | 101.9334 |  | 11 | 14800.4 | 10137.4705 | 407.7335 | 11 | 9848.2 | 6745.4824 | 203.8668 |  | 11 | 4924.1 | 3372.7412 | 101.9334 |  | 11 | 19696.4 | 13490.9648 | 407.7335 | 11 | 12296.2 | 8422.2295 | 6477.4848 |  | 11 | 6148.1 | 4211.1147 | 101.9334 |  | 11 | 24592.4 | 16844.459 | 407.7335
[5 empty] | 12 | 387 | 256.1101 | 192.3271 |  | 12 | 193.5 | 128.0551 | 96.1636 |  | 12 | 774 | 512.2203 | 384.6543 | 12 | 423.4 | 280.199 | 210.4168 |  | 12 | 211.7 | 140.0995 | 96.1636 |  | 12 | 846.8 | 560.3981 | 384.6543 | 12 | 423.4 | 280.199 | 210.4168 |  | 12 | 211.7 | 140.0995 | 96.1636 |  | 12 | 846.8 | 560.3981 | 384.6543 | 12 | 423.4 | 280.199 | 210.4168 |  | 12 | 211.7 | 140.0995 | 96.1636 |  | 12 | 846.8 | 560.3981 | 384.6543 | 12 | 668.2 | 442.2036 | 332.0749 |  | 12 | 334.1 | 221.1018 | 96.1636 |  | 12 | 1336.4 | 884.4072 | 384.6543 | 12 | 974.2 | 644.7093 | 484.1476 |  | 12 | 487.1 | 322.3546 | 96.1636 |  | 12 | 1948.4 | 1289.4186 | 384.6543 | 12 | 1280.2 | 847.215 | 636.2202 |  | 12 | 640.1 | 423.6075 | 96.1636 |  | 12 | 2560.4 | 1694.43 | 384.6543 | 12 | 1892.2 | 1252.2264 | 192.3271 |  | 12 | 946.1 | 626.1132 | 96.1636 |  | 12 | 3784.4 | 2504.4527 | 384.6543 | 12 | 2504.2 | 1657.2377 | 1244.5107 |  | 12 | 1252.1 | 828.6189 | 96.1636 |  | 12 | 5008.4 | 3314.4755 | 384.6543 | 12 | 3728.2 | 2467.2605 | 1852.8012 |  | 12 | 1864.1 | 1233.6302 | 96.1636 |  | 12 | 7456.4 | 4934.521 | 384.6543 | 12 | 4952.2 | 3277.2832 | 2461.0917 |  | 12 | 2476.1 | 1638.6416 | 96.1636 |  | 12 | 9904.4 | 6554.5665 | 384.6543 | 12 | 6176.2 | 4087.306 | 192.3271 |  | 12 | 3088.1 | 2043.653 | 96.1636 |  | 12 | 12352.4 | 8174.612 | 384.6543 | 12 | 7400.2 | 4897.3288 | 192.3271 |  | 12 | 3700.1 | 2448.6644 | 96.1636 |  | 12 | 14800.4 | 9794.6575 | 384.6543 | 12 | 9848.2 | 6517.3743 | 192.3271 |  | 12 | 4924.1 | 3258.6871 | 96.1636 |  | 12 | 19696.4 | 13034.7486 | 384.6543 | 12 | 12296.2 | 8137.4198 | 6110.8347 |  | 12 | 6148.1 | 4068.7099 | 96.1636 |  | 12 | 24592.4 | 16274.8396 | 384.6543
[5 empty] | 13 | 387 | 247.4494 | 181.4407 |  | 13 | 193.5 | 123.7247 | 90.7204 |  | 13 | 774 | 494.8988 | 362.8814 | 13 | 423.4 | 270.7237 | 198.5064 |  | 13 | 211.7 | 135.3619 | 90.7204 |  | 13 | 846.8 | 541.4474 | 362.8814 | 13 | 423.4 | 270.7237 | 198.5064 |  | 13 | 211.7 | 135.3619 | 90.7204 |  | 13 | 846.8 | 541.4474 | 362.8814 | 13 | 423.4 | 270.7237 | 198.5064 |  | 13 | 211.7 | 135.3619 | 90.7204 |  | 13 | 846.8 | 541.4474 | 362.8814 | 13 | 668.2 | 427.2499 | 313.2782 |  | 13 | 334.1 | 213.6249 | 90.7204 |  | 13 | 1336.4 | 854.4997 | 362.8814 | 13 | 974.2 | 622.9075 | 456.743 |  | 13 | 487.1 | 311.4538 | 90.7204 |  | 13 | 1948.4 | 1245.8151 | 362.8814 | 13 | 1280.2 | 818.5652 | 600.2077 |  | 13 | 640.1 | 409.2826 | 90.7204 |  | 13 | 2560.4 | 1637.1304 | 362.8814 | 13 | 1892.2 | 1209.8805 | 181.4407 |  | 13 | 946.1 | 604.9403 | 90.7204 |  | 13 | 3784.4 | 2419.7611 | 362.8814 | 13 | 2504.2 | 1601.1959 | 1174.0667 |  | 13 | 1252.1 | 800.5979 | 90.7204 |  | 13 | 5008.4 | 3202.3918 | 362.8814 | 13 | 3728.2 | 2383.8266 | 1747.9256 |  | 13 | 1864.1 | 1191.9133 | 90.7204 |  | 13 | 7456.4 | 4767.6531 | 362.8814 | 13 | 4952.2 | 3166.4572 | 2321.7846 |  | 13 | 2476.1 | 1583.2286 | 90.7204 |  | 13 | 9904.4 | 6332.9145 | 362.8814 | 13 | 6176.2 | 3949.0879 | 181.4407 |  | 13 | 3088.1 | 1974.544 | 90.7204 |  | 13 | 12352.4 | 7898.1759 | 362.8814 | 13 | 7400.2 | 4731.7186 | 181.4407 |  | 13 | 3700.1 | 2365.8593 | 90.7204 |  | 13 | 14800.4 | 9463.4372 | 362.8814 | 13 | 9848.2 | 6296.98 | 181.4407 |  | 13 | 4924.1 | 3148.49 | 90.7204 |  | 13 | 19696.4 | 12593.96 | 362.8814 | 13 | 12296.2 | 7862.2413 | 5764.9384 |  | 13 | 6148.1 | 3931.1207 | 90.7204 |  | 13 | 24592.4 | 15724.4827 | 362.8814
[5 empty] | 14 | 387 | 239.0816 | 171.1705 |  | 14 | 193.5 | 119.5408 | 85.5852 |  | 14 | 774 | 478.1631 | 342.3409 | 14 | 423.4 | 261.5688 | 187.2702 |  | 14 | 211.7 | 130.7844 | 85.5852 |  | 14 | 846.8 | 523.1376 | 342.3409 | 14 | 423.4 | 261.5688 | 187.2702 |  | 14 | 211.7 | 130.7844 | 85.5852 |  | 14 | 846.8 | 523.1376 | 342.3409 | 14 | 423.4 | 261.5688 | 187.2702 |  | 14 | 211.7 | 130.7844 | 85.5852 |  | 14 | 846.8 | 523.1376 | 342.3409 | 14 | 668.2 | 412.8018 | 295.5455 |  | 14 | 334.1 | 206.4009 | 85.5852 |  | 14 | 1336.4 | 825.6036 | 342.3409 | 14 | 974.2 | 601.843 | 430.8896 |  | 14 | 487.1 | 300.9215 | 85.5852 |  | 14 | 1948.4 | 1203.686 | 342.3409 | 14 | 1280.2 | 790.8842 | 566.2337 |  | 14 | 640.1 | 395.4421 | 85.5852 |  | 14 | 2560.4 | 1581.7685 | 342.3409 | 14 | 1892.2 | 1168.9667 | 171.1705 |  | 14 | 946.1 | 584.4834 | 85.5852 |  | 14 | 3784.4 | 2337.9334 | 342.3409 | 14 | 2504.2 | 1547.0492 | 1107.6101 |  | 14 | 1252.1 | 773.5246 | 85.5852 |  | 14 | 5008.4 | 3094.0983 | 342.3409 | 14 | 3728.2 | 2303.2141 | 1648.9865 |  | 14 | 1864.1 | 1151.607 | 85.5852 |  | 14 | 7456.4 | 4606.4281 | 342.3409 | 14 | 4952.2 | 3059.379 | 2190.3628 |  | 14 | 2476.1 | 1529.6895 | 85.5852 |  | 14 | 9904.4 | 6118.758 | 342.3409 | 14 | 6176.2 | 3815.5439 | 171.1705 |  | 14 | 3088.1 | 1907.7719 | 85.5852 |  | 14 | 12352.4 | 7631.0878 | 342.3409 | 14 | 7400.2 | 4571.7088 | 171.1705 |  | 14 | 3700.1 | 2285.8544 | 85.5852 |  | 14 | 14800.4 | 9143.4176 | 342.3409 | 14 | 9848.2 | 6084.0386 | 171.1705 |  | 14 | 4924.1 | 3042.0193 | 85.5852 |  | 14 | 19696.4 | 12168.0773 | 342.3409 | 14 | 12296.2 | 7596.3684 | 5438.6211 |  | 14 | 6148.1 | 3798.1842 | 85.5852 |  | 14 | 24592.4 | 15192.7369 | 342.3409
[5 empty] | 15 | 387 | 230.9967 | 161.4816 |  | 15 | 193.5 | 115.4983 | 80.7408 |  | 15 | 774 | 461.9933 | 322.9632 | 15 | 423.4 | 252.7235 | 176.67 |  | 15 | 211.7 | 126.3617 | 80.7408 |  | 15 | 846.8 | 505.447 | 322.9632 | 15 | 423.4 | 252.7235 | 176.67 |  | 15 | 211.7 | 126.3617 | 80.7408 |  | 15 | 846.8 | 505.447 | 322.9632 | 15 | 423.4 | 252.7235 | 176.67 |  | 15 | 211.7 | 126.3617 | 80.7408 |  | 15 | 846.8 | 505.447 | 322.9632 | 15 | 668.2 | 398.8423 | 278.8165 |  | 15 | 334.1 | 199.4212 | 80.7408 |  | 15 | 1336.4 | 797.6846 | 322.9632 | 15 | 974.2 | 581.4908 | 406.4996 |  | 15 | 487.1 | 290.7454 | 80.7408 |  | 15 | 1948.4 | 1162.9817 | 322.9632 | 15 | 1280.2 | 764.1394 | 534.1827 |  | 15 | 640.1 | 382.0697 | 80.7408 |  | 15 | 2560.4 | 1528.2787 | 322.9632 | 15 | 1892.2 | 1129.4364 | 161.4816 |  | 15 | 946.1 | 564.7182 | 80.7408 |  | 15 | 3784.4 | 2258.8729 | 322.9632 | 15 | 2504.2 | 1494.7335 | 1044.9152 |  | 15 | 1252.1 | 747.3667 | 80.7408 |  | 15 | 5008.4 | 2989.467 | 322.9632 | 15 | 3728.2 | 2225.3276 | 1555.6476 |  | 15 | 1864.1 | 1112.6638 | 80.7408 |  | 15 | 7456.4 | 4450.6552 | 322.9632 | 15 | 4952.2 | 2955.9217 | 2066.38 |  | 15 | 2476.1 | 1477.9609 | 80.7408 |  | 15 | 9904.4 | 5911.8434 | 322.9632 | 15 | 6176.2 | 3686.5158 | 161.4816 |  | 15 | 3088.1 | 1843.2579 | 80.7408 |  | 15 | 12352.4 | 7373.0317 | 322.9632 | 15 | 7400.2 | 4417.11 | 161.4816 |  | 15 | 3700.1 | 2208.555 | 80.7408 |  | 15 | 14800.4 | 8834.2199 | 322.9632 | 15 | 9848.2 | 5878.2982 | 161.4816 |  | 15 | 4924.1 | 2939.1491 | 80.7408 |  | 15 | 19696.4 | 11756.5964 | 322.9632 | 15 | 12296.2 | 7339.4864 | 5130.7746 |  | 15 | 6148.1 | 3669.7432 | 80.7408 |  | 15 | 24592.4 | 14678.9728 | 322.9632
[5 empty] | 16 | 387 | 223.1852 | 152.3411 |  | 16 | 193.5 | 111.5926 | 76.1706 |  | 16 | 774 | 446.3704 | 304.6822 | 16 | 423.4 | 244.1773 | 166.6698 |  | 16 | 211.7 | 122.0886 | 76.1706 |  | 16 | 846.8 | 488.3546 | 304.6822 | 16 | 423.4 | 244.1773 | 166.6698 |  | 16 | 211.7 | 122.0886 | 76.1706 |  | 16 | 846.8 | 488.3546 | 304.6822 | 16 | 423.4 | 244.1773 | 166.6698 |  | 16 | 211.7 | 122.0886 | 76.1706 |  | 16 | 846.8 | 488.3546 | 304.6822 | 16 | 668.2 | 385.3549 | 263.0344 |  | 16 | 334.1 | 192.6774 | 76.1706 |  | 16 | 1336.4 | 770.7098 | 304.6822 | 16 | 974.2 | 561.8269 | 383.4902 |  | 16 | 487.1 | 280.9134 | 76.1706 |  | 16 | 1948.4 | 1123.6538 | 304.6822 | 16 | 1280.2 | 738.2989 | 503.946 |  | 16 | 640.1 | 369.1495 | 76.1706 |  | 16 | 2560.4 | 1476.5978 | 304.6822 | 16 | 1892.2 | 1091.2429 | 152.3411 |  | 16 | 946.1 | 545.6215 | 76.1706 |  | 16 | 3784.4 | 2182.4859 | 304.6822 | 16 | 2504.2 | 1444.1869 | 985.769 |  | 16 | 1252.1 | 722.0935 | 76.1706 |  | 16 | 5008.4 | 2888.3739 | 304.6822 | 16 | 3728.2 | 2150.075 | 1467.5921 |  | 16 | 1864.1 | 1075.0375 | 76.1706 |  | 16 | 7456.4 | 4300.15 | 304.6822 | 16 | 4952.2 | 2855.963 | 1949.4151 |  | 16 | 2476.1 | 1427.9815 | 76.1706 |  | 16 | 9904.4 | 5711.926 | 304.6822 | 16 | 6176.2 | 3561.8511 | 152.3411 |  | 16 | 3088.1 | 1780.9255 | 76.1706 |  | 16 | 12352.4 | 7123.7021 | 304.6822 | 16 | 7400.2 | 4267.7391 | 152.3411 |  | 16 | 3700.1 | 2133.8695 | 76.1706 |  | 16 | 14800.4 | 8535.4782 | 304.6822 | 16 | 9848.2 | 5679.5152 | 152.3411 |  | 16 | 4924.1 | 2839.7576 | 76.1706 |  | 16 | 19696.4 | 11359.0303 | 304.6822 | 16 | 12296.2 | 7091.2912 | 4840.3534 |  | 16 | 6148.1 | 3545.6456 | 76.1706 |  | 16 | 24592.4 | 14182.5825 | 304.6822
[5 empty] | 17 | 387 | 215.6379 | 143.718 |  | 17 | 193.5 | 107.8189 | 71.859 |  | 17 | 774 | 431.2757 | 287.4361 | 17 | 423.4 | 235.9201 | 157.2357 |  | 17 | 211.7 | 117.96 | 71.859 |  | 17 | 846.8 | 471.8402 | 287.4361 | 17 | 423.4 | 235.9201 | 157.2357 |  | 17 | 211.7 | 117.96 | 71.859 |  | 17 | 846.8 | 471.8402 | 287.4361 | 17 | 423.4 | 235.9201 | 157.2357 |  | 17 | 211.7 | 117.96 | 71.859 |  | 17 | 846.8 | 471.8402 | 287.4361 | 17 | 668.2 | 372.3236 | 248.1457 |  | 17 | 334.1 | 186.1618 | 71.859 |  | 17 | 1336.4 | 744.6471 | 287.4361 | 17 | 974.2 | 542.8279 | 361.7832 |  | 17 | 487.1 | 271.414 | 71.859 |  | 17 | 1948.4 | 1085.6558 | 287.4361 | 17 | 1280.2 | 713.3323 | 475.4207 |  | 17 | 640.1 | 356.6661 | 71.859 |  | 17 | 2560.4 | 1426.6646 | 287.4361 | 17 | 1892.2 | 1054.341 | 143.718 |  | 17 | 946.1 | 527.1705 | 71.859 |  | 17 | 3784.4 | 2108.682 | 287.4361 | 17 | 2504.2 | 1395.3497 | 929.9708 |  | 17 | 1252.1 | 697.6749 | 71.859 |  | 17 | 5008.4 | 2790.6994 | 287.4361 | 17 | 3728.2 | 2077.3671 | 1384.5208 |  | 17 | 1864.1 | 1038.6836 | 71.859 |  | 17 | 7456.4 | 4154.7343 | 287.4361 | 17 | 4952.2 | 2759.3846 | 1839.0709 |  | 17 | 2476.1 | 1379.6923 | 71.859 |  | 17 | 9904.4 | 5518.7691 | 287.4361 | 17 | 6176.2 | 3441.402 | 143.718 |  | 17 | 3088.1 | 1720.701 | 71.859 |  | 17 | 12352.4 | 6882.804 | 287.4361 | 17 | 7400.2 | 4123.4194 | 143.718 |  | 17 | 3700.1 | 2061.7097 | 71.859 |  | 17 | 14800.4 | 8246.8388 | 287.4361 | 17 | 9848.2 | 5487.4543 | 143.718 |  | 17 | 4924.1 | 2743.7271 | 71.859 |  | 17 | 19696.4 | 10974.9085 | 287.4361 | 17 | 12296.2 | 6851.4891 | 4566.3712 |  | 17 | 6148.1 | 3425.7446 | 71.859 |  | 17 | 24592.4 | 13702.9782 | 287.4361
[5 empty] | 18 | 387 | 208.3458 | 135.583 |  | 18 | 193.5 | 104.1729 | 67.7915 |  | 18 | 774 | 416.6915 | 271.1661 | 18 | 423.4 | 227.9421 | 148.3356 |  | 18 | 211.7 | 113.9711 | 67.7915 |  | 18 | 846.8 | 455.8842 | 271.1661 | 18 | 423.4 | 227.9421 | 148.3356 |  | 18 | 211.7 | 113.9711 | 67.7915 |  | 18 | 846.8 | 455.8842 | 271.1661 | 18 | 423.4 | 227.9421 | 148.3356 |  | 18 | 211.7 | 113.9711 | 67.7915 |  | 18 | 846.8 | 455.8842 | 271.1661 | 18 | 668.2 | 359.7329 | 234.0997 |  | 18 | 334.1 | 179.8665 | 67.7915 |  | 18 | 1336.4 | 719.4658 | 271.1661 | 18 | 974.2 | 524.4714 | 341.3049 |  | 18 | 487.1 | 262.2357 | 67.7915 |  | 18 | 1948.4 | 1048.9428 | 271.1661 | 18 | 1280.2 | 689.2099 | 448.5101 |  | 18 | 640.1 | 344.605 | 67.7915 |  | 18 | 2560.4 | 1378.4199 | 271.1661 | 18 | 1892.2 | 1018.6869 | 135.583 |  | 18 | 946.1 | 509.3435 | 67.7915 |  | 18 | 3784.4 | 2037.3739 | 271.1661 | 18 | 2504.2 | 1348.164 | 877.3309 |  | 18 | 1252.1 | 674.082 | 67.7915 |  | 18 | 5008.4 | 2696.3279 | 271.1661 | 18 | 3728.2 | 2007.118 | 1306.1517 |  | 18 | 1864.1 | 1003.559 | 67.7915 |  | 18 | 7456.4 | 4014.236 | 271.1661 | 18 | 4952.2 | 2666.072 | 1734.9725 |  | 18 | 2476.1 | 1333.036 | 67.7915 |  | 18 | 9904.4 | 5332.1441 | 271.1661 | 18 | 6176.2 | 3325.0261 | 135.583 |  | 18 | 3088.1 | 1662.513 | 67.7915 |  | 18 | 12352.4 | 6650.0521 | 271.1661 | 18 | 7400.2 | 3983.9801 | 135.583 |  | 18 | 3700.1 | 1991.9901 | 67.7915 |  | 18 | 14800.4 | 7967.9602 | 271.1661 | 18 | 9848.2 | 5301.8882 | 135.583 |  | 18 | 4924.1 | 2650.9441 | 67.7915 |  | 18 | 19696.4 | 10603.7763 | 271.1661 | 18 | 12296.2 | 6619.7962 | 4307.8973 |  | 18 | 6148.1 | 3309.8981 | 67.7915 |  | 18 | 24592.4 | 13239.5925 | 271.1661
[5 empty] | 19 | 387 | 201.3003 | 127.9085 |  | 19 | 193.5 | 100.6501 | 63.9543 |  | 19 | 774 | 402.6005 | 255.8171 | 19 | 423.4 | 220.2339 | 139.9392 |  | 19 | 211.7 | 110.117 | 63.9543 |  | 19 | 846.8 | 440.4678 | 255.8171 | 19 | 423.4 | 220.2339 | 139.9392 |  | 19 | 211.7 | 110.117 | 63.9543 |  | 19 | 846.8 | 440.4678 | 255.8171 | 19 | 423.4 | 220.2339 | 139.9392 |  | 19 | 211.7 | 110.117 | 63.9543 |  | 19 | 846.8 | 440.4678 | 255.8171 | 19 | 668.2 | 347.568 | 220.8488 |  | 19 | 334.1 | 173.784 | 63.9543 |  | 19 | 1336.4 | 695.1361 | 255.8171 | 19 | 974.2 | 506.7357 | 321.9858 |  | 19 | 487.1 | 253.3678 | 63.9543 |  | 19 | 1948.4 | 1013.4713 | 255.8171 | 19 | 1280.2 | 665.9033 | 423.1228 |  | 19 | 640.1 | 332.9517 | 63.9543 |  | 19 | 2560.4 | 1331.8066 | 255.8171 | 19 | 1892.2 | 984.2386 | 127.9085 |  | 19 | 946.1 | 492.1193 | 63.9543 |  | 19 | 3784.4 | 1968.4772 | 255.8171 | 19 | 2504.2 | 1302.5739 | 827.6707 |  | 19 | 1252.1 | 651.2869 | 63.9543 |  | 19 | 5008.4 | 2605.1478 | 255.8171 | 19 | 3728.2 | 1939.2444 | 1232.2186 |  | 19 | 1864.1 | 969.6222 | 63.9543 |  | 19 | 7456.4 | 3878.4889 | 255.8171 | 19 | 4952.2 | 2575.915 | 1636.7665 |  | 19 | 2476.1 | 1287.9575 | 63.9543 |  | 19 | 9904.4 | 5151.83 | 255.8171 | 19 | 6176.2 | 3212.5856 | 127.9085 |  | 19 | 3088.1 | 1606.2928 | 63.9543 |  | 19 | 12352.4 | 6425.1711 | 255.8171 | 19 | 7400.2 | 3849.2561 | 127.9085 |  | 19 | 3700.1 | 1924.6281 | 63.9543 |  | 19 | 14800.4 | 7698.5123 | 255.8171 | 19 | 9848.2 | 5122.5973 | 127.9085 |  | 19 | 4924.1 | 2561.2986 | 63.9543 |  | 19 | 19696.4 | 10245.1945 | 255.8171 | 19 | 12296.2 | 6395.9384 | 4064.0541 |  | 19 | 6148.1 | 3197.9692 | 63.9543 |  | 19 | 24592.4 | 12791.8768 | 255.8171
[5 empty] | 20 | 387 | 194.493 | 120.6684 |  | 20 | 193.5 | 97.2465 | 60.3342 |  | 20 | 774 | 388.986 | 241.3369 | 20 | 423.4 | 212.7864 | 132.0181 |  | 20 | 211.7 | 106.3932 | 60.3342 |  | 20 | 846.8 | 425.5728 | 241.3369 | 20 | 423.4 | 212.7864 | 132.0181 |  | 20 | 211.7 | 106.3932 | 60.3342 |  | 20 | 846.8 | 425.5728 | 241.3369 | 20 | 423.4 | 212.7864 | 132.0181 |  | 20 | 211.7 | 106.3932 | 60.3342 |  | 20 | 846.8 | 425.5728 | 241.3369 | 20 | 668.2 | 335.8145 | 208.3479 |  | 20 | 334.1 | 167.9073 | 60.3342 |  | 20 | 1336.4 | 671.629 | 241.3369 | 20 | 974.2 | 489.5997 | 303.7602 |  | 20 | 487.1 | 244.7998 | 60.3342 |  | 20 | 1948.4 | 979.1994 | 241.3369 | 20 | 1280.2 | 643.3848 | 399.1724 |  | 20 | 640.1 | 321.6924 | 60.3342 |  | 20 | 2560.4 | 1286.7697 | 241.3369 | 20 | 1892.2 | 950.9552 | 120.6684 |  | 20 | 946.1 | 475.4776 | 60.3342 |  | 20 | 3784.4 | 1901.9103 | 241.3369 | 20 | 2504.2 | 1258.5255 | 780.8214 |  | 20 | 1252.1 | 629.2627 | 60.3342 |  | 20 | 5008.4 | 2517.051 | 241.3369 | 20 | 3728.2 | 1873.6661 | 1162.4704 |  | 20 | 1864.1 | 936.8331 | 60.3342 |  | 20 | 7456.4 | 3747.3323 | 241.3369 | 20 | 4952.2 | 2488.8068 | 1544.1194 |  | 20 | 2476.1 | 1244.4034 | 60.3342 |  | 20 | 9904.4 | 4977.6135 | 241.3369 | 20 | 6176.2 | 3103.9474 | 120.6684 |  | 20 | 3088.1 | 1551.9737 | 60.3342 |  | 20 | 12352.4 | 6207.8948 | 241.3369 | 20 | 7400.2 | 3719.0881 | 120.6684 |  | 20 | 3700.1 | 1859.544 | 60.3342 |  | 20 | 14800.4 | 7438.1761 | 241.3369 | 20 | 9848.2 | 4949.3693 | 120.6684 |  | 20 | 4924.1 | 2474.6847 | 60.3342 |  | 20 | 19696.4 | 9898.7387 | 241.3369 | 20 | 12296.2 | 6179.6506 | 3834.0133 |  | 20 | 6148.1 | 3089.8253 | 60.3342 |  | 20 | 24592.4 | 12359.3013 | 241.3369
[5 empty] | 21 | 387 | 187.9159 | 113.8381 |  | 21 | 193.5 | 93.958 | 56.9191 |  | 21 | 774 | 375.8319 | 227.6763 | 21 | 423.4 | 205.5907 | 124.5454 |  | 21 | 211.7 | 102.7954 | 56.9191 |  | 21 | 846.8 | 411.1814 | 227.6763 | 21 | 423.4 | 205.5907 | 124.5454 |  | 21 | 211.7 | 102.7954 | 56.9191 |  | 21 | 846.8 | 411.1814 | 227.6763 | 21 | 423.4 | 205.5907 | 124.5454 |  | 21 | 211.7 | 102.7954 | 56.9191 |  | 21 | 846.8 | 411.1814 | 227.6763 | 21 | 668.2 | 324.4585 | 196.5546 |  | 21 | 334.1 | 162.2292 | 56.9191 |  | 21 | 1336.4 | 648.917 | 227.6763 | 21 | 974.2 | 473.0432 | 286.5662 |  | 21 | 487.1 | 236.5216 | 56.9191 |  | 21 | 1948.4 | 946.0863 | 227.6763 | 21 | 1280.2 | 621.6279 | 376.5777 |  | 21 | 640.1 | 310.8139 | 56.9191 |  | 21 | 2560.4 | 1243.2557 | 227.6763 | 21 | 1892.2 | 918.7973 | 113.8381 |  | 21 | 946.1 | 459.3986 | 56.9191 |  | 21 | 3784.4 | 1837.5945 | 227.6763 | 21 | 2504.2 | 1215.9667 | 736.624 |  | 21 | 1252.1 | 607.9833 | 56.9191 |  | 21 | 5008.4 | 2431.9333 | 227.6763 | 21 | 3728.2 | 1810.3054 | 1096.6702 |  | 21 | 1864.1 | 905.1527 | 56.9191 |  | 21 | 7456.4 | 3620.6109 | 227.6763 | 21 | 4952.2 | 2404.6442 | 1456.7164 |  | 21 | 2476.1 | 1202.3221 | 56.9191 |  | 21 | 9904.4 | 4809.2885 | 227.6763 | 21 | 6176.2 | 2998.983 | 113.8381 |  | 21 | 3088.1 | 1499.4915 | 56.9191 |  | 21 | 12352.4 | 5997.966 | 227.6763 | 21 | 7400.2 | 3593.3218 | 113.8381 |  | 21 | 3700.1 | 1796.6609 | 56.9191 |  | 21 | 14800.4 | 7186.6436 | 227.6763 | 21 | 9848.2 | 4781.9994 | 113.8381 |  | 21 | 4924.1 | 2390.9997 | 56.9191 |  | 21 | 19696.4 | 9563.9987 | 227.6763 | 21 | 12296.2 | 5970.6769 | 3616.9937 |  | 21 | 6148.1 | 2985.3385 | 56.9191 |  | 21 | 24592.4 | 11941.3539 | 227.6763
[5 empty] | 22 | 387 | 181.5613 | 107.3945 |  | 22 | 193.5 | 90.7806 | 53.6972 |  | 22 | 774 | 363.1226 | 214.7889 | 22 | 423.4 | 198.6384 | 117.4957 |  | 22 | 211.7 | 99.3192 | 53.6972 |  | 22 | 846.8 | 397.2768 | 214.7889 | 22 | 423.4 | 198.6384 | 117.4957 |  | 22 | 211.7 | 99.3192 | 53.6972 |  | 22 | 846.8 | 397.2768 | 214.7889 | 22 | 423.4 | 198.6384 | 117.4957 |  | 22 | 211.7 | 99.3192 | 53.6972 |  | 22 | 846.8 | 397.2768 | 214.7889 | 22 | 668.2 | 313.4865 | 185.4289 |  | 22 | 334.1 | 156.7432 | 53.6972 |  | 22 | 1336.4 | 626.9729 | 214.7889 | 22 | 974.2 | 457.0465 | 270.3455 |  | 22 | 487.1 | 228.5233 | 53.6972 |  | 22 | 1948.4 | 914.0931 | 214.7889 | 22 | 1280.2 | 600.6066 | 355.262 |  | 22 | 640.1 | 300.3033 | 53.6972 |  | 22 | 2560.4 | 1201.2133 | 214.7889 | 22 | 1892.2 | 887.7268 | 107.3945 |  | 22 | 946.1 | 443.8634 | 53.6972 |  | 22 | 3784.4 | 1775.4536 | 214.7889 | 22 | 2504.2 | 1174.847 | 694.9283 |  | 22 | 1252.1 | 587.4235 | 53.6972 |  | 22 | 5008.4 | 2349.694 | 214.7889 | 22 | 3728.2 | 1749.0874 | 1034.5945 |  | 22 | 1864.1 | 874.5437 | 53.6972 |  | 22 | 7456.4 | 3498.1748 | 214.7889 | 22 | 4952.2 | 2323.3278 | 1374.2607 |  | 22 | 2476.1 | 1161.6639 | 53.6972 |  | 22 | 9904.4 | 4646.6555 | 214.7889 | 22 | 6176.2 | 2897.5681 | 107.3945 |  | 22 | 3088.1 | 1448.7841 | 53.6972 |  | 22 | 12352.4 | 5795.1363 | 214.7889 | 22 | 7400.2 | 3471.8085 | 107.3945 |  | 22 | 3700.1 | 1735.9042 | 53.6972 |  | 22 | 14800.4 | 6943.617 | 214.7889 | 22 | 9848.2 | 4620.2892 | 107.3945 |  | 22 | 4924.1 | 2310.1446 | 53.6972 |  | 22 | 19696.4 | 9240.5785 | 214.7889 | 22 | 12296.2 | 5768.77 | 3412.2582 |  | 22 | 6148.1 | 2884.385 | 53.6972 |  | 22 | 24592.4 | 11537.54 | 214.7889
[5 empty] | 23 | 387 | 175.4215 | 101.3155 |  | 23 | 193.5 | 87.7108 | 50.6578 |  | 23 | 774 | 350.8431 | 202.6311 | 23 | 423.4 | 191.9211 | 110.845 |  | 23 | 211.7 | 95.9606 | 50.6578 |  | 23 | 846.8 | 383.8423 | 202.6311 | 23 | 423.4 | 191.9211 | 110.845 |  | 23 | 211.7 | 95.9606 | 50.6578 |  | 23 | 846.8 | 383.8423 | 202.6311 | 23 | 423.4 | 191.9211 | 110.845 |  | 23 | 211.7 | 95.9606 | 50.6578 |  | 23 | 846.8 | 383.8423 | 202.6311 | 23 | 668.2 | 302.8855 | 174.9329 |  | 23 | 334.1 | 151.4427 | 50.6578 |  | 23 | 1336.4 | 605.7709 | 202.6311 | 23 | 974.2 | 441.5909 | 255.0429 |  | 23 | 487.1 | 220.7954 | 50.6578 |  | 23 | 1948.4 | 883.1817 | 202.6311 | 23 | 1280.2 | 580.2963 | 335.1529 |  | 23 | 640.1 | 290.1481 | 50.6578 |  | 23 | 2560.4 | 1160.5925 | 202.6311 | 23 | 1892.2 | 857.7071 | 101.3155 |  | 23 | 946.1 | 428.8535 | 50.6578 |  | 23 | 3784.4 | 1715.4142 | 202.6311 | 23 | 2504.2 | 1135.1179 | 655.5927 |  | 23 | 1252.1 | 567.5589 | 50.6578 |  | 23 | 5008.4 | 2270.2358 | 202.6311 | 23 | 3728.2 | 1689.9395 | 976.0325 |  | 23 | 1864.1 | 844.9697 | 50.6578 |  | 23 | 7456.4 | 3379.879 | 202.6311 | 23 | 4952.2 | 2244.7611 | 1296.4724 |  | 23 | 2476.1 | 1122.3806 | 50.6578 |  | 23 | 9904.4 | 4489.5222 | 202.6311 | 23 | 6176.2 | 2799.5827 | 101.3155 |  | 23 | 3088.1 | 1399.7914 | 50.6578 |  | 23 | 12352.4 | 5599.1655 | 202.6311 | 23 | 7400.2 | 3354.4043 | 101.3155 |  | 23 | 3700.1 | 1677.2022 | 50.6578 |  | 23 | 14800.4 | 6708.8087 | 202.6311 | 23 | 9848.2 | 4464.0476 | 101.3155 |  | 23 | 4924.1 | 2232.0238 | 50.6578 |  | 23 | 19696.4 | 8928.0952 | 202.6311 | 23 | 12296.2 | 5573.6908 | 3219.1115 |  | 23 | 6148.1 | 2786.8454 | 50.6578 |  | 23 | 24592.4 | 11147.3816 | 202.6311
[5 empty] | 24 | 387 | 169.4894 | 95.5807 |  | 24 | 193.5 | 84.7447 | 47.7903 |  | 24 | 774 | 338.9788 | 191.1614 | 24 | 423.4 | 185.4311 | 104.5707 |  | 24 | 211.7 | 92.7155 | 47.7903 |  | 24 | 846.8 | 370.8621 | 191.1614 | 24 | 423.4 | 185.4311 | 104.5707 |  | 24 | 211.7 | 92.7155 | 47.7903 |  | 24 | 846.8 | 370.8621 | 191.1614 | 24 | 423.4 | 185.4311 | 104.5707 |  | 24 | 211.7 | 92.7155 | 47.7903 |  | 24 | 846.8 | 370.8621 | 191.1614 | 24 | 668.2 | 292.643 | 165.0311 |  | 24 | 334.1 | 146.3215 | 47.7903 |  | 24 | 1336.4 | 585.2859 | 191.1614 | 24 | 974.2 | 426.6578 | 240.6065 |  | 24 | 487.1 | 213.3289 | 47.7903 |  | 24 | 1948.4 | 853.3157 | 191.1614 | 24 | 1280.2 | 560.6727 | 316.1819 |  | 24 | 640.1 | 280.3364 | 47.7903 |  | 24 | 2560.4 | 1121.3454 | 191.1614 | 24 | 1892.2 | 828.7025 | 95.5807 |  | 24 | 946.1 | 414.3512 | 47.7903 |  | 24 | 3784.4 | 1657.405 | 191.1614 | 24 | 2504.2 | 1096.7323 | 618.4837 |  | 24 | 1252.1 | 548.3661 | 47.7903 |  | 24 | 5008.4 | 2193.4645 | 191.1614 | 24 | 3728.2 | 1632.7918 | 920.7854 |  | 24 | 1864.1 | 816.3959 | 47.7903 |  | 24 | 7456.4 | 3265.5836 | 191.1614 | 24 | 4952.2 | 2168.8513 | 1223.0872 |  | 24 | 2476.1 | 1084.4257 | 47.7903 |  | 24 | 9904.4 | 4337.7026 | 191.1614 | 24 | 6176.2 | 2704.9109 | 95.5807 |  | 24 | 3088.1 | 1352.4554 | 47.7903 |  | 24 | 12352.4 | 5409.8217 | 191.1614 | 24 | 7400.2 | 3240.9704 | 95.5807 |  | 24 | 3700.1 | 1620.4852 | 47.7903 |  | 24 | 14800.4 | 6481.9408 | 191.1614 | 24 | 9848.2 | 4313.0894 | 95.5807 |  | 24 | 4924.1 | 2156.5447 | 47.7903 |  | 24 | 19696.4 | 8626.1789 | 191.1614 | 24 | 12296.2 | 5385.2085 | 3036.8976 |  | 24 | 6148.1 | 2692.6043 | 47.7903 |  | 24 | 24592.4 | 10770.417 | 191.1614
[5 empty] | 25 | 387 | 163.7579 | 90.1705 |  | 25 | 193.5 | 81.8789 | 45.0852 |  | 25 | 774 | 327.5158 | 180.3409 | 25 | 423.4 | 179.1604 | 98.6516 |  | 25 | 211.7 | 89.5802 | 45.0852 |  | 25 | 846.8 | 358.3209 | 180.3409 | 25 | 423.4 | 179.1604 | 98.6516 |  | 25 | 211.7 | 89.5802 | 45.0852 |  | 25 | 846.8 | 358.3209 | 180.3409 | 25 | 423.4 | 179.1604 | 98.6516 |  | 25 | 211.7 | 89.5802 | 45.0852 |  | 25 | 846.8 | 358.3209 | 180.3409 | 25 | 668.2 | 282.7468 | 155.6897 |  | 25 | 334.1 | 141.3734 | 45.0852 |  | 25 | 1336.4 | 565.4936 | 180.3409 | 25 | 974.2 | 412.2298 | 226.9873 |  | 25 | 487.1 | 206.1149 | 45.0852 |  | 25 | 1948.4 | 824.4596 | 180.3409 | 25 | 1280.2 | 541.7128 | 298.2848 |  | 25 | 640.1 | 270.8564 | 45.0852 |  | 25 | 2560.4 | 1083.4256 | 180.3409 | 25 | 1892.2 | 800.6787 | 90.1705 |  | 25 | 946.1 | 400.3394 | 45.0852 |  | 25 | 3784.4 | 1601.3575 | 180.3409 | 25 | 2504.2 | 1059.6447 | 583.4752 |  | 25 | 1252.1 | 529.8223 | 45.0852 |  | 25 | 5008.4 | 2119.2894 | 180.3409 | 25 | 3728.2 | 1577.5766 | 868.6655 |  | 25 | 1864.1 | 788.7883 | 45.0852 |  | 25 | 7456.4 | 3155.1532 | 180.3409 | 25 | 4952.2 | 2095.5085 | 1153.8558 |  | 25 | 2476.1 | 1047.7543 | 45.0852 |  | 25 | 9904.4 | 4191.017 | 180.3409 | 25 | 6176.2 | 2613.4404 | 90.1705 |  | 25 | 3088.1 | 1306.7202 | 45.0852 |  | 25 | 12352.4 | 5226.8809 | 180.3409 | 25 | 7400.2 | 3131.3723 | 90.1705 |  | 25 | 3700.1 | 1565.6862 | 45.0852 |  | 25 | 14800.4 | 6262.7447 | 180.3409 | 25 | 9848.2 | 4167.2362 | 90.1705 |  | 25 | 4924.1 | 2083.6181 | 45.0852 |  | 25 | 19696.4 | 8334.4724 | 180.3409 | 25 | 12296.2 | 5203.1 | 2864.9978 |  | 25 | 6148.1 | 2601.55 | 45.0852 |  | 25 | 24592.4 | 10406.2 | 180.3409
[5 empty] | 26 | 387 | 158.2202 | 85.0665 |  | 26 | 193.5 | 79.1101 | 42.5332 |  | 26 | 774 | 316.4404 | 170.133 | 26 | 423.4 | 173.1019 | 93.0676 |  | 26 | 211.7 | 86.5509 | 42.5332 |  | 26 | 846.8 | 346.2037 | 170.133 | 26 | 423.4 | 173.1019 | 93.0676 |  | 26 | 211.7 | 86.5509 | 42.5332 |  | 26 | 846.8 | 346.2037 | 170.133 | 26 | 423.4 | 173.1019 | 93.0676 |  | 26 | 211.7 | 86.5509 | 42.5332 |  | 26 | 846.8 | 346.2037 | 170.133 | 26 | 668.2 | 273.1853 | 146.8771 |  | 26 | 334.1 | 136.5927 | 42.5332 |  | 26 | 1336.4 | 546.3707 | 170.133 | 26 | 974.2 | 398.2897 | 214.1389 |  | 26 | 487.1 | 199.1448 | 42.5332 |  | 26 | 1948.4 | 796.5793 | 170.133 | 26 | 1280.2 | 523.394 | 281.4008 |  | 26 | 640.1 | 261.697 | 42.5332 |  | 26 | 2560.4 | 1046.788 | 170.133 | 26 | 1892.2 | 773.6026 | 85.0665 |  | 26 | 946.1 | 386.8013 | 42.5332 |  | 26 | 3784.4 | 1547.2053 | 170.133 | 26 | 2504.2 | 1023.8113 | 550.4483 |  | 26 | 1252.1 | 511.9056 | 42.5332 |  | 26 | 5008.4 | 2047.6226 | 170.133 | 26 | 3728.2 | 1524.2286 | 819.4957 |  | 26 | 1864.1 | 762.1143 | 42.5332 |  | 26 | 7456.4 | 3048.4572 | 170.133 | 26 | 4952.2 | 2024.6459 | 1088.5432 |  | 26 | 2476.1 | 1012.323 | 42.5332 |  | 26 | 9904.4 | 4049.2918 | 170.133 | 26 | 6176.2 | 2525.0632 | 85.0665 |  | 26 | 3088.1 | 1262.5316 | 42.5332 |  | 26 | 12352.4 | 5050.1264 | 170.133 | 26 | 7400.2 | 3025.4805 | 85.0665 |  | 26 | 3700.1 | 1512.7403 | 42.5332 |  | 26 | 14800.4 | 6050.9611 | 170.133 | 26 | 9848.2 | 4026.3151 | 85.0665 |  | 26 | 4924.1 | 2013.1576 | 42.5332 |  | 26 | 19696.4 | 8052.6303 | 170.133 | 26 | 12296.2 | 5027.1498 | 2702.8281 |  | 26 | 6148.1 | 2513.5749 | 42.5332 |  | 26 | 24592.4 | 10054.2995 | 170.133
[5 empty] | 27 | 387 | 152.8697 | 80.2514 |  | 27 | 193.5 | 76.4349 | 40.1257 |  | 27 | 774 | 305.7395 | 160.5028 | 27 | 423.4 | 167.2482 | 87.7996 |  | 27 | 211.7 | 83.6241 | 40.1257 |  | 27 | 846.8 | 334.4964 | 160.5028 | 27 | 423.4 | 167.2482 | 87.7996 |  | 27 | 211.7 | 83.6241 | 40.1257 |  | 27 | 846.8 | 334.4964 | 160.5028 | 27 | 423.4 | 167.2482 | 87.7996 |  | 27 | 211.7 | 83.6241 | 40.1257 |  | 27 | 846.8 | 334.4964 | 160.5028 | 27 | 668.2 | 263.9472 | 138.5633 |  | 27 | 334.1 | 131.9736 | 40.1257 |  | 27 | 1336.4 | 527.8944 | 160.5028 | 27 | 974.2 | 384.8209 | 202.0179 |  | 27 | 487.1 | 192.4105 | 40.1257 |  | 27 | 1948.4 | 769.6419 | 160.5028 | 27 | 1280.2 | 505.6947 | 265.4725 |  | 27 | 640.1 | 252.8473 | 40.1257 |  | 27 | 2560.4 | 1011.3893 | 160.5028 | 27 | 1892.2 | 747.4422 | 80.2514 |  | 27 | 946.1 | 373.7211 | 40.1257 |  | 27 | 3784.4 | 1494.8843 | 160.5028 | 27 | 2504.2 | 989.1897 | 519.2908 |  | 27 | 1252.1 | 494.5948 | 40.1257 |  | 27 | 5008.4 | 1978.3793 | 160.5028 | 27 | 3728.2 | 1472.6846 | 773.1092 |  | 27 | 1864.1 | 736.3423 | 40.1257 |  | 27 | 7456.4 | 2945.3693 | 160.5028 | 27 | 4952.2 | 1956.1796 | 1026.9276 |  | 27 | 2476.1 | 978.0898 | 40.1257 |  | 27 | 9904.4 | 3912.3593 | 160.5028 | 27 | 6176.2 | 2439.6746 | 80.2514 |  | 27 | 3088.1 | 1219.8373 | 40.1257 |  | 27 | 12352.4 | 4879.3492 | 160.5028 | 27 | 7400.2 | 2923.1696 | 80.2514 |  | 27 | 3700.1 | 1461.5848 | 40.1257 |  | 27 | 14800.4 | 5846.3392 | 160.5028 | 27 | 9848.2 | 3890.1596 | 80.2514 |  | 27 | 4924.1 | 1945.0798 | 40.1257 |  | 27 | 19696.4 | 7780.3191 | 160.5028 | 27 | 12296.2 | 4857.1495 | 2549.8378 |  | 27 | 6148.1 | 2428.5748 | 40.1257 |  | 27 | 24592.4 | 9714.2991 | 160.5028
[5 empty] | 28 | 387 | 147.7002 | 75.7089 |  | 28 | 193.5 | 73.8501 | 37.8544 |  | 28 | 774 | 295.4005 | 151.4177 | 28 | 423.4 | 161.5924 | 82.8298 |  | 28 | 211.7 | 80.7962 | 37.8544 |  | 28 | 846.8 | 323.1849 | 151.4177 | 28 | 423.4 | 161.5924 | 82.8298 |  | 28 | 211.7 | 80.7962 | 37.8544 |  | 28 | 846.8 | 323.1849 | 151.4177 | 28 | 423.4 | 161.5924 | 82.8298 |  | 28 | 211.7 | 80.7962 | 37.8544 |  | 28 | 846.8 | 323.1849 | 151.4177 | 28 | 668.2 | 255.0214 | 130.7201 |  | 28 | 334.1 | 127.5107 | 37.8544 |  | 28 | 1336.4 | 510.0429 | 151.4177 | 28 | 974.2 | 371.8077 | 190.5829 |  | 28 | 487.1 | 185.9038 | 37.8544 |  | 28 | 1948.4 | 743.6153 | 151.4177 | 28 | 1280.2 | 488.5939 | 250.4457 |  | 28 | 640.1 | 244.2969 | 37.8544 |  | 28 | 2560.4 | 977.1878 | 151.4177 | 28 | 1892.2 | 722.1663 | 75.7089 |  | 28 | 946.1 | 361.0832 | 37.8544 |  | 28 | 3784.4 | 1444.3327 | 151.4177 | 28 | 2504.2 | 955.7388 | 489.897 |  | 28 | 1252.1 | 477.8694 | 37.8544 |  | 28 | 5008.4 | 1911.4776 | 151.4177 | 28 | 3728.2 | 1422.8837 | 729.3483 |  | 28 | 1864.1 | 711.4419 | 37.8544 |  | 28 | 7456.4 | 2845.7674 | 151.4177 | 28 | 4952.2 | 1890.0286 | 968.7996 |  | 28 | 2476.1 | 945.0143 | 37.8544 |  | 28 | 9904.4 | 3780.0572 | 151.4177 | 28 | 6176.2 | 2357.1735 | 75.7089 |  | 28 | 3088.1 | 1178.5868 | 37.8544 |  | 28 | 12352.4 | 4714.3471 | 151.4177 | 28 | 7400.2 | 2824.3184 | 75.7089 |  | 28 | 3700.1 | 1412.1592 | 37.8544 |  | 28 | 14800.4 | 5648.6369 | 151.4177 | 28 | 9848.2 | 3758.6083 | 75.7089 |  | 28 | 4924.1 | 1879.3041 | 37.8544 |  | 28 | 19696.4 | 7517.2166 | 151.4177 | 28 | 12296.2 | 4692.8981 | 2405.5074 |  | 28 | 6148.1 | 2346.4491 | 37.8544 |  | 28 | 24592.4 | 9385.7962 | 151.4177
[5 empty] | 29 | 387 | 142.7055 | 71.4235 |  | 29 | 193.5 | 71.3528 | 35.7117 |  | 29 | 774 | 285.4111 | 142.8469 | 29 | 423.4 | 156.128 | 78.1413 |  | 29 | 211.7 | 78.064 | 35.7117 |  | 29 | 846.8 | 312.2559 | 142.8469 | 29 | 423.4 | 156.128 | 78.1413 |  | 29 | 211.7 | 78.064 | 35.7117 |  | 29 | 846.8 | 312.2559 | 142.8469 | 29 | 423.4 | 156.128 | 78.1413 |  | 29 | 211.7 | 78.064 | 35.7117 |  | 29 | 846.8 | 312.2559 | 142.8469 | 29 | 668.2 | 246.3975 | 123.3208 |  | 29 | 334.1 | 123.1988 | 35.7117 |  | 29 | 1336.4 | 492.795 | 142.8469 | 29 | 974.2 | 359.2345 | 179.7952 |  | 29 | 487.1 | 179.6172 | 35.7117 |  | 29 | 1948.4 | 718.4689 | 142.8469 | 29 | 1280.2 | 472.0714 | 236.2695 |  | 29 | 640.1 | 236.0357 | 35.7117 |  | 29 | 2560.4 | 944.1428 | 142.8469 | 29 | 1892.2 | 697.7453 | 71.4235 |  | 29 | 946.1 | 348.8726 | 35.7117 |  | 29 | 3784.4 | 1395.4905 | 142.8469 | 29 | 2504.2 | 923.4191 | 462.167 |  | 29 | 1252.1 | 461.7096 | 35.7117 |  | 29 | 5008.4 | 1846.8383 | 142.8469 | 29 | 3728.2 | 1374.7669 | 688.0644 |  | 29 | 1864.1 | 687.3834 | 35.7117 |  | 29 | 7456.4 | 2749.5337 | 142.8469 | 29 | 4952.2 | 1826.1146 | 913.9619 |  | 29 | 2476.1 | 913.0573 | 35.7117 |  | 29 | 9904.4 | 3652.2292 | 142.8469 | 29 | 6176.2 | 2277.4624 | 71.4235 |  | 29 | 3088.1 | 1138.7312 | 35.7117 |  | 29 | 12352.4 | 4554.9247 | 142.8469 | 29 | 7400.2 | 2728.8101 | 71.4235 |  | 29 | 3700.1 | 1364.405 | 35.7117 |  | 29 | 14800.4 | 5457.6202 | 142.8469 | 29 | 9848.2 | 3631.5056 | 71.4235 |  | 29 | 4924.1 | 1815.7528 | 35.7117 |  | 29 | 19696.4 | 7263.0112 | 142.8469 | 29 | 12296.2 | 4534.2011 | 2269.3466 |  | 29 | 6148.1 | 2267.1005 | 35.7117 |  | 29 | 24592.4 | 9068.4021 | 142.8469
[5 empty] | 30 | 387 | 137.8797 | 67.3806 |  | 30 | 193.5 | 68.9399 | 33.6903 |  | 30 | 774 | 275.7595 | 134.7612 | 30 | 423.4 | 150.8483 | 73.7182 |  | 30 | 211.7 | 75.4241 | 33.6903 |  | 30 | 846.8 | 301.6966 | 134.7612 | 30 | 423.4 | 150.8483 | 73.7182 |  | 30 | 211.7 | 75.4241 | 33.6903 |  | 30 | 846.8 | 301.6966 | 134.7612 | 30 | 423.4 | 150.8483 | 73.7182 |  | 30 | 211.7 | 75.4241 | 33.6903 |  | 30 | 846.8 | 301.6966 | 134.7612 | 30 | 668.2 | 238.0652 | 116.3404 |  | 30 | 334.1 | 119.0326 | 33.6903 |  | 30 | 1336.4 | 476.1305 | 134.7612 | 30 | 974.2 | 347.0864 | 169.6181 |  | 30 | 487.1 | 173.5432 | 33.6903 |  | 30 | 1948.4 | 694.1729 | 134.7612 | 30 | 1280.2 | 456.1076 | 222.8958 |  | 30 | 640.1 | 228.0538 | 33.6903 |  | 30 | 2560.4 | 912.2152 | 134.7612 | 30 | 1892.2 | 674.15 | 67.3806 |  | 30 | 946.1 | 337.075 | 33.6903 |  | 30 | 3784.4 | 1348.3 | 134.7612 | 30 | 2504.2 | 892.1924 | 436.0066 |  | 30 | 1252.1 | 446.0962 | 33.6903 |  | 30 | 5008.4 | 1784.3848 | 134.7612 | 30 | 3728.2 | 1328.2772 | 649.1174 |  | 30 | 1864.1 | 664.1386 | 33.6903 |  | 30 | 7456.4 | 2656.5543 | 134.7612 | 30 | 4952.2 | 1764.3619 | 862.2282 |  | 30 | 2476.1 | 882.181 | 33.6903 |  | 30 | 9904.4 | 3528.7239 | 134.7612 | 30 | 6176.2 | 2200.4467 | 67.3806 |  | 30 | 3088.1 | 1100.2234 | 33.6903 |  | 30 | 12352.4 | 4400.8934 | 134.7612 | 30 | 7400.2 | 2636.5315 | 67.3806 |  | 30 | 3700.1 | 1318.2657 | 33.6903 |  | 30 | 14800.4 | 5273.063 | 134.7612 | 30 | 9848.2 | 3508.701 | 67.3806 |  | 30 | 4924.1 | 1754.3505 | 33.6903 |  | 30 | 19696.4 | 7017.4021 | 134.7612 | 30 | 12296.2 | 4380.8706 | 2140.893 |  | 30 | 6148.1 | 2190.4353 | 33.6903 |  | 30 | 24592.4 | 8761.7412 | 134.7612
[5 empty] | Operational Cost |  |  |  |  | Operational Cost |  |  |  |  | Operational Cost |  |  |  | Operational Cost |  |  |  |  | Operational Cost |  |  |  |  | Operational Cost |  |  |  | Operational Cost |  |  |  |  | Operational Cost |  |  |  |  | Operational Cost |  |  |  | Operational Cost |  |  |  |  | Operational Cost |  |  |  |  | Operational Cost |  |  |  | Operational Cost |  |  |  |  | Operational Cost |  |  |  |  | Operational Cost |  |  |  | Operational Cost |  |  |  |  | Operational Cost |  |  |  |  | Operational Cost |  |  |  | Operational Cost |  |  |  |  | Operational Cost |  |  |  |  | Operational Cost |  |  |  | Operational Cost |  |  |  |  | Operational Cost |  |  |  |  | Operational Cost |  |  |  | Operational Cost |  |  |  |  | Operational Cost |  |  |  |  | Operational Cost |  |  |  | Operational Cost |  |  |  |  | Operational Cost |  |  |  |  | Operational Cost |  |  |  | Operational Cost |  |  |  |  | Operational Cost |  |  |  |  | Operational Cost |  |  |  | Operational Cost |  |  |  |  | Operational Cost |  |  |  |  | Operational Cost |  |  |  | Operational Cost |  |  |  |  | Operational Cost |  |  |  |  | Operational Cost |  |  |  | Operational Cost |  |  |  |  | Operational Cost |  |  |  |  | Operational Cost |  |  |  | Operational Cost |  |  |  |  | Operational Cost |  |  |  |  | Operational Cost
[6 empty] | 11610 | 7117.7216 | 5326.9897 |  |  | 5805 | 3558.8608 | 2663.4948 |  |  | 23220 | 14235.4431 | 10653.9793 |  | 12702 | 7787.192 | 5828.0295 |  |  | 6351 | 3893.596 | 2663.4948 |  |  | 25404 | 15574.3841 | 10653.9793 |  | 12702 | 7787.192 | 5828.0295 |  |  | 6351 | 3893.596 | 2663.4948 |  |  | 25404 | 15574.3841 | 10653.9793 |  | 12702 | 7787.192 | 5828.0295 |  |  | 6351 | 3893.596 | 2663.4948 |  |  | 25404 | 15574.3841 | 10653.9793 |  | 20046 | 12289.5647 | 9197.6602 |  |  | 10023 | 6144.7824 | 2663.4948 |  |  | 40092 | 24579.1295 | 10653.9793 |  | 29226 | 17917.5306 | 13409.6985 |  |  | 14613 | 8958.7653 | 2663.4948 |  |  | 58452 | 35835.0613 | 10653.9793 |  | 38406 | 23545.4965 | 17621.7368 |  |  | 19203 | 11772.7483 | 2663.4948 |  |  | 76812 | 47090.9931 | 10653.9793 |  | 56766 | 34801.4283 | 6746.9897 |  |  | 28383 | 17400.7142 | 2663.4948 |  |  | 113532 | 69602.8567 | 10653.9793 |  | 75126 | 46057.3601 | 34469.8902 |  |  | 37563 | 23028.6801 | 2663.4948 |  |  | 150252 | 92114.7202 | 10653.9793 |  | 111846 | 68569.2237 | 51318.0435 |  |  | 55923 | 34284.6119 | 2663.4948 |  |  | 223692 | 137138.4474 | 10653.9793 |  | 148566 | 91081.0873 | 68166.1968 |  |  | 74283 | 45540.5436 | 2663.4948 |  |  | 297132 | 182162.1746 | 10653.9793 |  | 185286 | 113592.9509 | 5326.9897 |  |  | 92643 | 56796.4754 | 2663.4948 |  |  | 370572 | 227185.9017 | 10653.9793 |  | 222006 | 136104.8145 | 5326.9897 |  |  | 111003 | 68052.4072 | 2663.4948 |  |  | 444012 | 272209.6289 | 10653.9793 |  | 295446 | 181128.5416 | 5326.9897 |  |  | 147723 | 90564.2708 | 2663.4948 |  |  | 590892 | 362257.0832 | 10653.9793 |  | 368886 | 226152.2688 | 169255.1168 |  |  | 184443 | 113076.1344 | 2663.4948 |  |  | 737772 | 452304.5376 | 10653.9793
[21 empty] | 778.7192 | [181 empty] | 226.1523
Overall Cost
|  |  |  | Capital | [14 empty] | Capital | [13 empty] | Capital | [13 empty] | Capital | [13 empty] | Capital | [13 empty] | Capital | [13 empty] | Capital | [13 empty] | Capital | [13 empty] | Capital | [13 empty] | Capital | [13 empty] | Capital | [13 empty] | Capital | [13 empty] | Capital | [13 empty] | Capital | [13 empty] | Capital
[5 empty] | Soil |  | vp | [12 empty] | Soil |  | vp | [11 empty] | Soil |  | vp | [11 empty] | Soil |  | vp | [11 empty] | Soil |  | vp | [11 empty] | Soil |  | vp | [11 empty] | Soil |  | vp | [11 empty] | Soil |  | vp | [11 empty] | Soil |  | vp | [11 empty] | Soil |  | vp | [11 empty] | Soil |  | vp | [11 empty] | Soil |  | vp | [11 empty] | Soil |  | vp | [11 empty] | Soil |  | vp | [11 empty] | Soil |  | vp
[5 empty] | Dry | Wet | 15 | 20 | 30 | 40 | 50 | 60 | 70 | 80 | 90 | 100 |  |  |  | Dry | Wet | 15 | 20 | 30 | 40 | 50 | 60 | 70 | 80 | 90 | 100 |  |  | Dry | Wet | 15 | 20 | 30 | 40 | 50 | 60 | 70 | 80 | 90 | 100 |  |  | Dry | Wet | 15 | 20 | 30 | 40 | 50 | 60 | 70 | 80 | 90 | 100 |  |  | Dry | Wet | 15 | 20 | 30 | 40 | 50 | 60 | 70 | 80 | 90 | 100 |  |  | Dry | Wet | 15 | 20 | 30 | 40 | 50 | 60 | 70 | 80 | 90 | 100 |  |  | Dry | Wet | 15 | 20 | 30 | 40 | 50 | 60 | 70 | 80 | 90 | 100 |  |  | Dry | Wet | 15 | 20 | 30 | 40 | 50 | 60 | 70 | 80 | 90 | 100 |  |  | Dry | Wet | 15 | 20 | 30 | 40 | 50 | 60 | 70 | 80 | 90 | 100 |  |  | Dry | Wet | 15 | 20 | 30 | 40 | 50 | 60 | 70 | 80 | 90 | 100 |  |  | Dry | Wet | 15 | 20 | 30 | 40 | 50 | 60 | 70 | 80 | 90 | 100 |  |  | Dry | Wet | 15 | 20 | 30 | 40 | 50 | 60 | 70 | 80 | 90 | 100 |  |  | Dry | Wet | 15 | 20 | 30 | 40 | 50 | 60 | 70 | 80 | 90 | 100 |  |  | Dry | Wet | 15 | 20 | 30 | 40 | 50 | 60 | 70 | 80 | 90 | 100 |  |  | Dry | Wet | 15 | 20 | 30 | 40 | 50 | 60 | 70 | 80 | 90 | 100
|  |  |  | ST | 1029.4721 | 1211.1006 | [12 empty] | ST | 1752.757 | 2058.4311 | [11 empty] | ST | 2561.1289 | 3384.5596 | [11 empty] | ST | 4543.0391 | 5301.7864 | [11 empty] | ST | 5143.1595 | 6901.8305 | [11 empty] | ST | 8130.7656 | 10836.861 | [11 empty] | ST | 12593.2081 | 16536.2512 | [11 empty] | ST | 13931.783 | 20929.5384 | [11 empty] | ST | 24194.2071 | 24375.8356 | [11 empty] | ST | 41859.0767 | 41859.0767 | [11 empty] | ST | 52173.595 | 52173.595 | [11 empty] | ST | 72194.4563 | 72194.4563 | [11 empty] | ST | 83718.1534 | 83718.1534 | [11 empty] | ST | 104619.5708 | 104619.5708 | [11 empty] | ST | 130874.7744 | 130874.7744
|  |  |  | Leachfield |  |  | 357.0416 | 425.3211 | 561.8802 | 698.4393 | 834.9983 | 971.5574 | 1108.1165 | 1244.6755 | 1381.2346 | 1517.7936 |  |  | Leachfield |  |  | 561.8802 | 698.4393 | 971.5574 | 1244.6755 | 1387.6629 | 1619.5345 | 1783.1451 | 1994.3935 | 2170.378 | 2369.2525 |  | Leachfield |  |  | 971.5574 | 1244.6755 | 1619.5345 | 1994.3935 | 2369.2525 | 2744.1115 | 3118.9706 | 3493.8296 | 3868.6886 | 4243.5476 |  | Leachfield |  |  | 1381.2346 | 1619.5345 | 2170.378 | 2744.1115 | 3313.516 | 3868.6886 | 4446.5298 | 4993.2656 | 5575.9278 | 6117.8426 |  | Leachfield |  |  | 1967.342 | 2369.2525 | 3313.516 | 4243.5476 | 5199.709 | 6117.8426 | 7079.2921 | 7992.1376 | 8956.576 | 9866.4327 |  | Leachfield |  |  | 2617.8457 | 3313.516 | 4738.2626 | 6117.8426 | 7536.0767 | 8956.576 | 10378.3337 | 11740.7277 | 13161.835 | 14583.7084 |  | Leachfield |  |  | 3315.9872 | 4243.5476 | 6117.8426 | 7992.1376 | 9866.4327 | 11740.7277 | 13615.0227 | 15489.3178 | 17363.6128 | 19237.9078 |  | Leachfield |  |  | 4745.6763 | 5984.8139 | 8606.0027 | 11227.1915 | 13848.3803 | 16469.569 | 19090.7578 | 21711.9466 | 24333.1354 | 26954.3242 |  | Leachfield |  |  | 7726.0801 | 11094.1627 | 14462.2453 | 17830.3278 | 21198.4104 | 24566.493 | 27934.5755 | 31302.6581 | 34670.7406 | 0 |  | Leachfield |  |  | 9034.7435 | 11208.6127 | 16070.4828 | 20932.3529 | 25794.223 | 30656.0931 | 35517.9632 | 40379.8332 | 45241.7033 | 50103.5734 |  | Leachfield |  |  | 11894.1217 | 14691.1453 | 21046.8029 | 27402.4605 | 33758.1181 | 40113.7757 | 46469.4334 | 52825.091 | 59180.7486 | 65536.4062 |  | Leachfield |  |  | 14753.4999 | 18173.6778 | 26023.123 | 33872.5681 | 41722.0133 | 49571.4584 | 57420.9036 | 65270.3487 | 73119.7939 | 80969.239 |  | Leachfield |  |  | 17612.8781 | 21656.2104 | 30999.4431 | 40342.6757 | 49685.9084 | 59029.1411 | 68372.3738 | 77715.6065 | 87058.8391 | 96402.0718 |  | Leachfield |  |  | 23331.6344 | 28621.2755 | 40952.0832 | 53282.891 | 65613.6987 | 77944.5065 | 90275.3142 | 102606.1219 | 114936.9297 | 127267.7374 |  | Leachfield |  |  | 29050.3908 | 35586.3406 | 50904.7234 | 66223.1062 | 81541.489 | 96859.8718 | 112178.2546 | 127496.6374 | 142815.0202 | 158133.403
|  |  |  | Subtotal | Dry |  | 1386.5137 | 1454.7932 | 1591.3523 | 1727.9113 | 1864.4704 | 2001.0295 | 2137.5885 | 2274.1476 | 2410.7067 | 2547.2657 |  |  | Subtotal | Dry |  | 2314.6372 | 2451.1963 | 2724.3144 | 2997.4326 | 3140.4199 | 3372.2916 | 3535.9021 | 3747.1506 | 3923.1351 | 4122.0096 |  | Subtotal | Dry |  | 3532.6863 | 3805.8044 | 4180.6634 | 4555.5224 | 4930.3814 | 5305.2404 | 5680.0994 | 6054.9584 | 6429.8174 | 6804.6765 |  | Subtotal | Dry |  | 5924.2737 | 6162.5736 | 6713.4171 | 7287.1506 | 7856.5551 | 8411.7277 | 8989.5688 | 9536.3047 | 10118.9669 | 10660.8817 |  | Subtotal | Dry |  | 7110.5016 | 7512.4121 | 8456.6755 | 9386.7071 | 10342.8686 | 11261.0021 | 12222.4516 | 13135.2972 | 14099.7355 | 15009.5922 |  | Subtotal | Dry |  | 10748.6113 | 11444.2816 | 12869.0283 | 14248.6083 | 15666.8423 | 17087.3416 | 18509.0994 | 19871.4934 | 21292.6006 | 22714.4741 |  | Subtotal | Dry |  | 15909.1953 | 16836.7557 | 18711.0507 | 20585.3458 | 22459.6408 | 24333.9358 | 26208.2309 | 28082.5259 | 29956.8209 | 31831.116 |  | Subtotal | Dry |  | 18677.4593 | 19916.5969 | 22537.7857 | 25158.9745 | 27780.1633 | 30401.3521 | 33022.5409 | 35643.7297 | 38264.9184 | 40886.1072 |  | Subtotal | Dry |  | 31920.2872 | 35288.3698 | 38656.4524 | 42024.5349 | 45392.6175 | 48760.7 | 52128.7826 | 55496.8652 | 58864.9477 | 24194.2071 |  | Subtotal | Dry |  | 50893.8202 | 53067.6894 | 57929.5595 | 62791.4296 | 67653.2997 | 72515.1698 | 77377.0399 | 82238.91 | 87100.78 | 91962.6501 |  | Subtotal | Dry |  | 64067.7167 | 66864.7403 | 73220.3979 | 79576.0555 | 85931.7131 | 92287.3708 | 98643.0284 | 104998.686 | 111354.3436 | 117710.0012 |  | Subtotal | Dry |  | 86947.9562 | 90368.1341 | 98217.5793 | 106067.0244 | 113916.4696 | 121765.9147 | 129615.3599 | 137464.805 | 145314.2502 | 153163.6953 |  | Subtotal | Dry |  | 101331.0315 | 105374.3638 | 114717.5965 | 124060.8291 | 133404.0618 | 142747.2945 | 152090.5272 | 161433.7599 | 170776.9925 | 180120.2252 |  | Subtotal | Dry |  | 127951.2052 | 133240.8463 | 145571.654 | 157902.4617 | 170233.2695 | 182564.0772 | 194894.8849 | 207225.6927 | 219556.5004 | 231887.3082 |  | Subtotal | Dry |  | 159925.1652 | 166461.1151 | 181779.4979 | 197097.8807 | 212416.2635 | 227734.6462 | 243053.029 | 258371.4118 | 273689.7946 | 289008.1774
[5 empty] | Wet |  | 1568.1422 | 1636.4217 | 1772.9808 | 1909.5398 | 2046.0989 | 2182.658 | 2319.217 | 2455.7761 | 2592.3351 | 2728.8942 |  |  |  | Wet |  | 2620.3113 | 2756.8703 | 3029.9885 | 3303.1066 | 3446.0939 | 3677.9656 | 3841.5762 | 4052.8246 | 4228.8091 | 4427.6836 |  |  | Wet |  | 4356.117 | 4629.2352 | 5004.0942 | 5378.9532 | 5753.8122 | 6128.6712 | 6503.5302 | 6878.3892 | 7253.2482 | 7628.1072 |  |  | Wet |  | 6683.021 | 6921.321 | 7472.1645 | 8045.898 | 8615.3024 | 9170.475 | 9748.3162 | 10295.052 | 10877.7142 | 11419.6291 |  |  | Wet |  | 8869.1726 | 9271.0831 | 10215.3465 | 11145.3781 | 12101.5395 | 13019.6731 | 13981.1226 | 14893.9682 | 15858.4065 | 16768.2632 |  |  | Wet |  | 13454.7066 | 14150.3769 | 15575.1236 | 16954.7036 | 18372.9376 | 19793.4369 | 21215.1947 | 22577.5887 | 23998.6959 | 25420.5694 |  |  | Wet |  | 19852.2384 | 20779.7987 | 22654.0938 | 24528.3888 | 26402.6838 | 28276.9789 | 30151.2739 | 32025.5689 | 33899.864 | 35774.159 |  |  | Wet |  | 25675.2146 | 26914.3522 | 29535.541 | 32156.7298 | 34777.9186 | 37399.1074 | 40020.2962 | 42641.485 | 45262.6738 | 47883.8626 |  |  | Wet |  | 32101.9157 | 35469.9983 | 38838.0808 | 42206.1634 | 45574.246 | 48942.3285 | 52310.4111 | 55678.4937 | 59046.5762 | 24375.8356 |  |  | Wet |  | 50893.8202 | 53067.6894 | 57929.5595 | 62791.4296 | 67653.2997 | 72515.1698 | 77377.0399 | 82238.91 | 87100.78 | 91962.6501 |  |  | Wet |  | 64067.7167 | 66864.7403 | 73220.3979 | 79576.0555 | 85931.7131 | 92287.3708 | 98643.0284 | 104998.686 | 111354.3436 | 117710.0012 |  |  | Wet |  | 86947.9562 | 90368.1341 | 98217.5793 | 106067.0244 | 113916.4696 | 121765.9147 | 129615.3599 | 137464.805 | 145314.2502 | 153163.6953 |  |  | Wet |  | 101331.0315 | 105374.3638 | 114717.5965 | 124060.8291 | 133404.0618 | 142747.2945 | 152090.5272 | 161433.7599 | 170776.9925 | 180120.2252 |  |  | Wet |  | 127951.2052 | 133240.8463 | 145571.654 | 157902.4617 | 170233.2695 | 182564.0772 | 194894.8849 | 207225.6927 | 219556.5004 | 231887.3082 |  |  | Wet |  | 159925.1652 | 166461.1151 | 181779.4979 | 197097.8807 | 212416.2635 | 227734.6462 | 243053.029 | 258371.4118 | 273689.7946 | 289008.1774
[5 empty] | Mid | 1864.4704 | [13 empty] | Mid | 3140.4199 | [12 empty] | Mid | 4930.3814 | [12 empty] | Mid | 7856.5551 | [12 empty] | Mid | 10342.8686 | [12 empty] | Mid | 15666.8423 | [12 empty] | Mid | 22459.6408 | [12 empty] | Mid | 27780.1633 | [12 empty] | Mid | 45392.6175 | [12 empty] | Mid | 67653.2997 | [12 empty] | Mid | 85931.7131 | [12 empty] | Mid | 113916.4696 | [12 empty] | Mid | 133404.0618 | [12 empty] | Mid | 170233.2695 | [12 empty] | Mid | 212416.2635
[5 empty] | Low | 1386.5137 | [13 empty] | Low | 2314.6372 | [12 empty] | Low | 3532.6863 | [12 empty] | Low | 5924.2737 | [12 empty] | Low | 7110.5016 | [12 empty] | Low | 10748.6113 | [12 empty] | Low | 15909.1953 | [12 empty] | Low | 18677.4593 | [12 empty] | Low | 31920.2872 | [12 empty] | Low | 50893.8202 | [12 empty] | Low | 64067.7167 | [12 empty] | Low | 86947.9562 | [12 empty] | Low | 101331.0315 | [12 empty] | Low | 127951.2052 | [12 empty] | Low | 159925.1652
[5 empty] | High | 2728.8942 | [13 empty] | High | 4427.6836 | [12 empty] | High | 7628.1072 | [12 empty] | High | 11419.6291 | [12 empty] | High | 16768.2632 | [12 empty] | High | 25420.5694 | [12 empty] | High | 35774.159 | [12 empty] | High | 47883.8626 | [12 empty] | High | 24375.8356 | [12 empty] | High | 91962.6501 | [12 empty] | High | 117710.0012 | [12 empty] | High | 153163.6953 | [12 empty] | High | 180120.2252 | [12 empty] | High | 231887.3082 | [12 empty] | High | 289008.1774
|  |  |  | Operational | [14 empty] | Operational | [13 empty] | Operational | [13 empty] | Operational | [13 empty] | Operational | [13 empty] | Operational | [13 empty] | Operational | [13 empty] | Operational | [13 empty] | Operational | [13 empty] | Operational | [13 empty] | Operational | [13 empty] | Operational | [13 empty] | Operational | [13 empty] | Operational | [13 empty] | Operational
[5 empty] | Mid | 7117.7216 | [13 empty] | Mid | 7787.192 | [12 empty] | Mid | 7787.192 | [12 empty] | Mid | 7787.192 | [12 empty] | Mid | 12289.5647 | [12 empty] | Mid | 17917.5306 | [12 empty] | Mid | 23545.4965 | [12 empty] | Mid | 34801.4283 | [12 empty] | Mid | 46057.3601 | [12 empty] | Mid | 68569.2237 | [12 empty] | Mid | 91081.0873 | [12 empty] | Mid | 113592.9509 | [12 empty] | Mid | 136104.8145 | [12 empty] | Mid | 181128.5416 | [12 empty] | Mid | 226152.2688
[5 empty] | Low | 2663.4948 | [13 empty] | Low | 2663.4948 | [12 empty] | Low | 2663.4948 | [12 empty] | Low | 2663.4948 | [12 empty] | Low | 2663.4948 | [12 empty] | Low | 2663.4948 | [12 empty] | Low | 2663.4948 | [12 empty] | Low | 2663.4948 | [12 empty] | Low | 2663.4948 | [12 empty] | Low | 2663.4948 | [12 empty] | Low | 2663.4948 | [12 empty] | Low | 2663.4948 | [12 empty] | Low | 2663.4948 | [12 empty] | Low | 2663.4948 | [12 empty] | Low | 2663.4948
[5 empty] | High | 23220 | [13 empty] | High | 25404 | [12 empty] | High | 25404 | [12 empty] | High | 25404 | [12 empty] | High | 40092 | [12 empty] | High | 58452 | [12 empty] | High | 76812 | [12 empty] | High | 113532 | [12 empty] | High | 150252 | [12 empty] | High | 223692 | [12 empty] | High | 297132 | [12 empty] | High | 370572 | [12 empty] | High | 444012 | [12 empty] | High | 590892 | [12 empty] | High | 737772
|  |  |  | Overall | [14 empty] | Overall | [13 empty] | Overall | [13 empty] | Overall | [13 empty] | Overall | [13 empty] | Overall | [13 empty] | Overall | [13 empty] | Overall | [13 empty] | Overall | [13 empty] | Overall | [13 empty] | Overall | [13 empty] | Overall | [13 empty] | Overall | [13 empty] | Overall | [13 empty] | Overall
[5 empty] | Mid | 8982.192 | [13 empty] | Mid | 10927.6119 | [12 empty] | Mid | 12717.5734 | [12 empty] | Mid | 15643.7471 | [12 empty] | Mid | 22632.4333 | [12 empty] | Mid | 33584.3729 | [12 empty] | Mid | 46005.1373 | [12 empty] | Mid | 62581.5916 | [12 empty] | Mid | 91449.9776 | [12 empty] | Mid | 136222.5234 | [12 empty] | Mid | 177012.8004 | [12 empty] | Mid | 227509.4204 | [12 empty] | Mid | 269508.8763 | [12 empty] | Mid | 351361.8111 | [12 empty] | Mid | 438568.5322
[5 empty] | Low | 4050.0085 |  | 0.45089 | [11 empty] | Low | 4978.1321 |  | 0.45556 | [10 empty] | Low | 6196.1811 |  | 0.48721 | [10 empty] | Low | 8587.7685 |  | 0.54896 | [10 empty] | Low | 9773.9964 |  | 0.43186 | [10 empty] | Low | 13412.1061 |  | 0.39936 | [10 empty] | Low | 18572.6901 |  | 0.40371 | [10 empty] | Low | 21340.9541 |  | 0.34101 | [10 empty] | Low | 34583.7821 |  | 0.37817 | [10 empty] | Low | 53557.3151 |  | 0.39316 | [10 empty] | Low | 66731.2116 |  | 0.37699 | [10 empty] | Low | 89611.451 |  | 0.39388 | [10 empty] | Low | 103994.5263 |  | 0.38587 | [10 empty] | Low | 130614.7 |  | 0.37174 | [10 empty] | Low | 162588.66 |  | 0.37073
[5 empty] | High | 25948.8942 |  | 2.8889 | [11 empty] | High | 29831.6836 |  | 2.7299 | [10 empty] | High | 33032.1072 |  | 2.5974 | [10 empty] | High | 36823.6291 |  | 2.3539 | [10 empty] | High | 56860.2632 |  | 2.5123 | [10 empty] | High | 83872.5694 |  | 2.4974 | [10 empty] | High | 112586.159 |  | 2.4473 | [10 empty] | High | 161415.8626 |  | 2.5793 | [10 empty] | High | 174627.8356 |  | 1.9095 | [10 empty] | High | 315654.6501 |  | 2.3172 | [10 empty] | High | 414842.0012 |  | 2.3436 | [10 empty] | High | 523735.6953 |  | 2.302 | [10 empty] | High | 624132.2252 |  | 2.3158 | [10 empty] | High | 822779.3082 |  | 2.3417 | [10 empty] | High | 1026780.1774 |  | 2.3412
[5 empty] | CSA | [14 empty] | CSA | [69 empty] | CSA
|  |  |  | Discout Rate | [14 empty] | Discout Rate | [69 empty] | Discout Rate | [112 empty] | CSA
|  |  |  | 0 | 13474.4704 | [13 empty] | 0 | 15842.4199 | [68 empty] | 0 | 60865.6408 | [110 empty] | Discout Rate
|  |  |  | 0.035 | 8982.192 | [13 empty] | 0.035 | 10927.6119 | [68 empty] | 0.035 | 46005.1373 | [110 empty] | 0 | 581302.2635
|  |  |  | 0.06 | 7191.4601 | [13 empty] | 0.06 | 8968.4494 | [68 empty] | 0.06 | 40081.3777 | [110 empty] | 0.035 | 438568.5322
[201 empty] | 0.06 | 381671.3803

## SAF (hidden)
Unit Constrcution |  |  | 5 PE | [7 empty] | 10 PE | [12 empty] | 20 PE | [13 empty] | 30 PE | [12 empty] | 50 PE | [12 empty] | 75 PE | [11 empty] | 100 PE | [11 empty] | 150 PE | [12 empty] | 200 PE | [12 empty] | 300 PE | [12 empty] | 400 PE | [12 empty] | 500 PE | [12 empty] | 600 PE | [12 empty] | 800 PE | [12 empty] | 1000 PE
|  |  | Scenario |  |  |  |  | Sizing |  |  |  | Scenario | [6 empty] | Sizing | [5 empty] | Scenario | [6 empty] | Sizing | [6 empty] | Scenario | [6 empty] | Sizing | [5 empty] | Scenario | [6 empty] | Sizing | [5 empty] | Scenario | [6 empty] | Sizing |  |  |  |  | Scenario | [6 empty] | Sizing
|  |  | 5 PE | Dry Conditions |  | Inflation | 0.02 | Excavation Requirements |  |  |  | 10 PE | Dry Conditions |  | Inflation | 0.02 |  |  | Excavation Requirements | [5 empty] | 20 PE | Dry Conditions |  | Inflation | 0.02 |  |  | Excavation Requirements | Tank A |  | Excavation Requirements | Tank B |  |  | 30 PE | Dry Conditions |  | Inflation | 0.02 |  |  | Excavation Requirements | [5 empty] | 50 PE | Dry Conditions |  | Inflation | 0.02 |  |  | Excavation Requirements | [5 empty] | 75 PE | Dry Conditions |  | Inflation | 0.02 |  |  | Excavation Requirements |  |  |  |  | 100 PE | Dry Conditions |  | Inflation | 0.02 |  |  | Excavation Requirements | [13 empty] | Pinlth | [12 empty] | Pinlth | [12 empty] | Pinlth | [12 empty] | Pinlth | [12 empty] | Pinlth | [12 empty] | Pinlth | [12 empty] | Pinlth | [13 empty] | Pinlth
[8 empty] | Dry | [10 empty] | Dry | [12 empty] | Dry |  |  | Dry | [10 empty] | Dry | [12 empty] | Dry | [12 empty] | Dry | [11 empty] | Dry | [13 empty] | Length | 4.54 | m | [10 empty] | Length | 5.16 | m | [10 empty] | Length | 6.3 | m | [10 empty] | Length | 7.37 | m | [10 empty] | Length | 8.26 | m | [10 empty] | Length | 9.03 | m | [10 empty] | Length | 10.51 | m | [11 empty] | Length | 11.74 | m
|  |  | Construction Costs |  |  |  |  | Length | 3100 |  |  | Construction Costs | [6 empty] | Length | 5600 |  |  |  |  | Construction Costs | [6 empty] | Length |  |  | Length | 5600 |  |  | Construction Costs | [6 empty] | Length | 7500 |  |  |  |  | Construction Costs | [6 empty] | Length | 10500 |  |  |  |  | Construction Costs | [6 empty] | Length | 10770 |  |  |  | Construction Costs | [6 empty] | Length | 13000 |  |  |  | Construction Costs | [8 empty] | Width | 1.1 | m |  | Construction Costs | [8 empty] | Width | 1.3 | m |  | Construction Costs | [8 empty] | Width | 1.6 | m |  | Construction Costs | [8 empty] | Width | 1.8 | m |  | Construction Costs | [8 empty] | Width | 2 | m |  | Construction Costs | [8 empty] | Width | 2.2 | m |  | Construction Costs | [8 empty] | Width | 2.5 | m |  | Construction Costs | [9 empty] | Width | 2.8 | m
|  |  | Item | Unit | Ref | Ref (2021) | Cost (£) | Width | 1640 |  |  | Item | Unit | Ref | Ref (2021) | Cost (£) |  |  | Width | 1640 |  |  |  |  | Item | Unit | Ref | Ref (2021) | Cost (£) |  |  | Width |  |  | Width | 1640 |  |  | Item | Unit | Ref | Ref (2021) | Cost (£) |  |  | Width | 2124 |  |  |  |  | Item | Unit | Ref | Ref (2021) | Cost (£) |  |  | Width | 2524 |  |  |  |  | Item | Unit | Ref | Ref (2021) | Cost (£) |  |  | Width | 2500 |  |  |  | Item | Unit | Ref | Ref (2021) | Cost (£) |  |  | Width | 2500 |  |  |  | Item | Unit | Ref | Ref (2021) | Cost (£) |  |  |  |  | Depth | 600 | mm |  | Item | Unit | Ref | Ref (2021) | Cost (£) |  |  |  |  | Depth | 600 | mm |  | Item | Unit | Ref | Ref (2021) | Cost (£) |  |  |  |  | Depth | 600 | mm |  | Item | Unit | Ref | Ref (2021) | Cost (£) |  |  |  |  | Depth | 600 | mm |  | Item | Unit | Ref | Ref (2021) | Cost (£) |  |  |  |  | Depth | 600 | mm |  | Item | Unit | Ref | Ref (2021) | Cost (£) |  |  |  |  | Depth | 600 | mm |  | Item | Unit | Ref | Ref (2021) | Cost (£) |  |  |  |  | Depth | 600 | mm |  | Item | Unit | Ref | Ref (2021) | Cost (£) | [5 empty] | Depth | 600 | mm
|  |  | Tricel Novouk10 | 1 | 2970 | 2970 | 2970 | Height | 1910 |  |  | Tricel Novouk10 | 1 | 5604 | 5604 | 5604 |  |  | Height | 1910 |  |  |  |  | Tricel Novouk42 | 1 | 8852.4 | 8852.4 | 8852.4 |  |  | Height | 1990 |  | Height | 2270 |  |  | Clenviro CLF 11 | 1 | 15930 | 15930 | 15930 |  |  | Height | 1912 |  |  |  |  | Clenviro CLF 14 | 1 | 24834 | 24834 | 24834 |  |  | Height | 1912 |  |  |  |  | CSAF 150 N10 | 1 | 26935.2 | 26935.2 | 26935.2 |  |  | Height | 3290 |  |  |  | CSAF 200 N10 | 1 | 29478 | 29478 | 29478 |  |  | Height | 3290 |  |  |  | GRP tank | 17.479 |  |  | 5787.6017 | [8 empty] | GRP tank | 23.478 |  |  | 6980.8587 | [8 empty] | GRP tank | 35.28 |  |  | 9042.1719 | [8 empty] | GRP tank | 46.431 |  |  | 10765.9163 | [8 empty] | GRP tank | 57.82 |  |  | 12375.8792 | [8 empty] | GRP tank | 69.531 |  |  | 13914.3793 | [8 empty] | GRP tank | 91.9625 |  |  | 16619.187 | [8 empty] | GRP tank | 115.052 |  |  | 19160.8125
|  |  | Excavation | 16.6406 | 11.38 | 12.0765 | 189.3705 |  |  |  |  | Excavation | 28.1966 | 11.958 | 11.958 | 337.1767 | [8 empty] | Excavation | 52.257 | 11.958 | 11.958 | 624.8921 | [9 empty] | Excavation | 38.9866 | 11.958 | 11.958 | 466.2041 | [8 empty] | Excavation | 62.8894 | 11.958 | 11.958 | 752.0337 | [8 empty] | Excavation | 126.5367 | 11.958 | 11.958 | 1513.132 | [7 empty] | Excavation | 151.3544 | 11.958 | 11.958 | 1809.9029 | [7 empty] | Tank Auxiliries (eg Ladders) |  |  |  | 1157.5203 |  |  |  |  | Excess | 0.5 | m |  | Tank Auxiliries (eg Ladders) |  |  |  | 1396.1717 |  |  |  |  | Excess | 0.5 | m |  | Tank Auxiliries (eg Ladders) |  |  |  | 1808.4344 |  |  |  |  | Excess | 0.5 | m |  | Tank Auxiliries (eg Ladders) |  |  |  | 2153.1833 |  |  |  |  | Excess | 0.5 | m |  | Tank Auxiliries (eg Ladders) |  |  |  | 2475.1758 |  |  |  |  | Excess | 0.5 | m |  | Tank Auxiliries (eg Ladders) |  |  |  | 2782.8759 |  |  |  |  | Excess | 0.5 | m |  | Tank Auxiliries (eg Ladders) |  |  |  | 3323.8374 |  |  |  |  | Excess | 0.5 | m |  | Tank Auxiliries (eg Ladders) |  |  |  | 3832.1625 | [5 empty] | Excess | 0.5 | m
|  |  | Pea Shingle | 10 | 36.7186 | 36.7186 | 367.1863 | Excess | 250 | mm |  | Pea Shingle | 16.2 | 36.7186 | 36.7186 | 594.8418 |  |  | Excess | 250 | mm |  |  |  | Pea Shingle | 38.7 | 36.7186 | 36.7186 | 1421.0109 |  |  | Excess | 250 | mm | Excess | 250 | mm |  | Concrete | 12.1322 | 99.5089 | 99.5089 | 1207.2646 |  |  | Excess | 150 | mm |  |  |  | Concrete | 17.1214 | 99.5089 | 99.5089 | 1703.7346 |  |  | Excess | 150 | mm |  |  |  | Concrete | 73.6696 | 99.5089 | 99.5089 | 7330.7846 |  |  | Excess | 300 | mm |  |  | Concrete | 87.5408 | 99.5089 | 99.5089 | 8711.0911 |  |  | Excess | 300 | mm |  |  | Conrete | 4.8384 | 99.5089 | 99.5089 | 481.464 | [8 empty] | Conrete | 6.1128 | 99.5089 | 99.5089 | 608.2782 | [8 empty] | Conrete | 8.568 | 99.5089 | 99.5089 | 852.5925 | [8 empty] | Conrete | 10.8606 | 99.5089 | 99.5089 | 1080.7267 | [8 empty] | Conrete | 13.14 | 99.5089 | 99.5089 | 1307.5473 | [8 empty] | Conrete | 15.4386 | 99.5089 | 99.5089 | 1536.2785 | [8 empty] | Conrete | 19.818 | 99.5089 | 99.5089 | 1972.0679 | [8 empty] | Conrete | 24.2352 | 99.5089 | 99.5089 | 2411.6188
|  |  | Geotextile | 7.704 | 2.0491 | 2.0491 | 15.7859 |  |  |  |  | Geotextile | 13.054 | 2.0491 | 2.0491 | 26.7483 | [8 empty] | Geotextile | 8.774 | 2.0491 | 2.0491 | 17.9784 | [59 empty] | Media | 2.2667 |  | 115 | 260.6667 |  |  |  |  | Overall | 4.8384 | m3 |  | Media | 3 |  | 115 | 345 |  |  |  |  | Overall | 6.1128 | m3 |  | Media | 4.5333 |  | 115 | 521.3333 |  |  |  |  | Overall | 8.568 | m3 |  | Media | 6 |  | 115 | 690 |  |  |  |  | Overall | 10.8606 | m3 |  | Media | 7.5333 |  | 115 | 866.3333 |  |  |  |  | Overall | 13.14 | m3 |  | Media | 9 |  | 115 | 1035 |  |  |  |  | Overall | 15.4386 | m3 |  | Media | 12 |  | 115 | 1380 |  |  |  |  | Overall | 19.818 | m3 |  | Media | 15 |  | 115 | 1725 | [5 empty] | Overall | 24.2352 | m3
[8 empty] | Total | 16.6406 | m3 | [8 empty] | Total | 28.1966 | m3 | [10 empty] | Sub Tot | 19.6538 | m3 | Sub Tot | 32.6033 | m3 |  | Sub Total |  |  |  | 17603.4687 |  |  | Sub Tot | 38.9866 | m3 |  |  |  | Sub Total |  |  |  | 27289.7683 |  |  | Sub Tot | 62.8894 | m3 |  |  |  | Sub Total |  |  |  | 35779.1166 |  |  | Sub Tot | 126.5367 | m3 |  |  | Sub Total |  |  |  | 39998.994 |  |  | Sub Tot | 151.3544 | m3 |  |  | SCB4-87 | 1 |  | 600 | 600 | [8 empty] | VBS-2200G | 1 |  | 396.29 | 396.29 | [8 empty] | SCB2-210 | 1 |  | 700 | 700 | [8 empty] | SCB2-265 | 1 |  | 900 | 900 | [8 empty] | SCB2-318 | 1 |  | 900 | 900 | [8 empty] | SCB2-210 | 2 |  | 700 | 1400 | [8 empty] | SCB2-265 | 2 |  | 900 | 1800 | [8 empty] | SCB2-318 | 2 |  | 900 | 1800
|  |  | Sub Total |  |  |  | 3542.3426 |  |  |  |  | Sub Total |  |  |  | 6562.7668 | [8 empty] | Sub Total |  |  |  | 10916.2813 | [5 empty] | Total | 52.257 | [52 empty] | Air Piping | 12.1 |  | 0.65 | 7.865 | [8 empty] | Air Piping | 16.9 |  | 0.65 | 10.985 | [8 empty] | Air Piping | 25.6 |  | 0.65 | 16.64 | [8 empty] | Air Piping | 32.4 |  | 0.65 | 21.06 | [8 empty] | Air Piping | 40 |  | 0.65 | 26 | Within error ignore | [7 empty] | Air Piping | 40 |  | 0.65 | 26 | Within error ignore | [7 empty] | Air Piping | 40 |  | 0.65 | 26 | Within error ignore | [7 empty] | Air Piping | 40 |  | 0.65 | 26 | Within error ignore
[89 empty] | Control Panel | 1 |  | 138 | 138 |  |  |  |  | Cesspool |  |  |  | Control Panel | 1 |  | 138 | 138 |  |  |  |  | Cesspool |  |  |  | Control Panel | 1 |  | 138 | 138 |  |  |  |  | Cesspool |  |  |  | Control Panel | 1 |  | 138 | 138 |  |  |  |  | Cesspool |  |  |  | Control Panel | 1 |  | 138 | 138 |  |  |  |  | Cesspool |  |  |  | Control Panel | 1 |  | 138 | 138 |  |  |  |  | Cesspool |  |  |  | Control Panel | 1 |  | 138 | 138 |  |  |  |  | Cesspool |  |  |  | Control Panel | 1 |  | 138 | 138 | [5 empty] | Cesspool
[8 empty] | Backfill | [10 empty] | Backfill | [12 empty] | Backfill | [56 empty] | Acuated Valves | 2 |  | 194.63 | 389.26 | [8 empty] | Acuated Valves | 2 |  | 194.63 | 389.26 | [8 empty] | Acuated Valves | 2 |  | 194.63 | 389.26 | [8 empty] | Acuated Valves | 2 |  | 194.63 | 389.26 | [8 empty] | Acuated Valves | 2 |  | 194.63 | 389.26 | [8 empty] | Acuated Valves | 2 |  | 194.63 | 389.26 | [8 empty] | Acuated Valves | 2 |  | 194.63 | 389.26 | [8 empty] | Acuated Valves | 2 |  | 194.63 | 389.26
[8 empty] | Backfill Height | 1910 | [9 empty] | Backfill Height | 1910 | [11 empty] | Backfill Height | 2270 | [55 empty] | Sludge Reader | 2 |  | 597.6 | 1195.2 |  |  |  |  | Length | 2090 |  |  | Sludge Reader | 2 |  | 597.6 | 1195.2 |  |  |  |  | Length | 2090 |  |  | Sludge Reader | 2 |  | 597.6 | 1195.2 |  |  |  |  | Length | 2075 |  |  | Sludge Reader | 2 |  | 597.6 | 1195.2 |  |  |  |  | Length | 2075 |  |  | Sludge Reader | 2 |  | 597.6 | 1195.2 |  |  |  |  | Length | 2075 |  |  | Sludge Reader | 2 |  | 597.6 | 1195.2 |  |  |  |  | Length | 2084 |  |  | Sludge Reader | 2 |  | 597.6 | 1195.2 |  |  |  |  | Length | 2710 |  |  | Sludge Reader | 2 |  | 597.6 | 1195.2 | [5 empty] | Length | 1920
[8 empty] | Material | Gravel | [9 empty] | Material | Gravel | [11 empty] | Material | Gravel | [55 empty] | High Level Alarm | 2 |  | 154.8 | 309.6 |  |  |  |  | Width | 1260 |  |  | High Level Alarm | 2 |  | 154.8 | 309.6 |  |  |  |  | Width | 1260 |  |  | High Level Alarm | 2 |  | 154.8 | 309.6 |  |  |  |  | Width | 2075 |  |  | High Level Alarm | 2 |  | 154.8 | 309.6 |  |  |  |  | Width | 2075 |  |  | High Level Alarm | 2 |  | 154.8 | 309.6 |  |  |  |  | Width | 2075 |  |  | High Level Alarm | 2 |  | 154.8 | 309.6 |  |  |  |  | Width | 2084 |  |  | High Level Alarm | 2 |  | 154.8 | 309.6 |  |  |  |  | Width | 2710 |  |  | High Level Alarm | 2 |  | 154.8 | 309.6 | [5 empty] | Width | 3230
[98 empty] | Height | 1360 | [11 empty] | Height | 1360 | [11 empty] | Height | 2599 | [11 empty] | Height | 2599 | [11 empty] | Height | 2810 | [11 empty] | Height | 2984 | [11 empty] | Height | 1725 | [12 empty] | Height | 2550
[8 empty] | Top layer | Soil | [9 empty] | Top layer | Soil | [11 empty] | Top layer | Soil | [55 empty] | Excavation | 5.3 | 11.958 | 11.958 | 63.3776 | [8 empty] | Excavation | 5.3 | 11.958 | 11.958 | 63.3776 | [8 empty] | Excavation | 14.9 | 11.958 | 11.958 | 178.1749 | [8 empty] | Excavation | 14.9 | 11.958 | 11.958 | 178.1749 | [8 empty] | Excavation | 16.1 | 11.958 | 11.958 | 192.5245 | [8 empty] | Excavation | 17.2 | 11.958 | 11.958 | 205.6784 | [8 empty] | Excavation | 16.1 | 11.958 | 11.958 | 192.5245 | [8 empty] | Excavation | 20.4 | 11.958 | 11.958 | 243.9441
|  |  | 5 PE | Wet Conditions | [7 empty] | 10 PE | Wet Conditions | [11 empty] | 20 PE | Wet Conditions | [62 empty] | Shingle | 3.5 | 36.7186 | 38.9661 | 136.3814 |  |  |  |  | Excess width | 150 |  |  | Shingle | 3.5 | 36.7186 | 38.9661 | 136.3814 |  |  |  |  | Excess width | 150 |  |  | Concrete | 12.1 | 99.5089 | 99.5089 | 1204.058 |  |  |  |  | Excess width | 150 |  |  | Concrete | 12.1 | 99.5089 | 99.5089 | 1204.058 |  |  |  |  | Excess width | 150 |  |  | Concrete | 12.3 | 99.5089 | 99.5089 | 1223.9598 |  |  |  |  | Excess width | 150 |  |  | Concrete | 12.6 | 99.5089 | 99.5089 | 1253.8125 |  |  |  |  | Excess width | 150 |  |  | Concrete | 10.9 | 99.5089 | 99.5089 | 1084.6473 |  |  |  |  | Excess width | 150 |  |  | Concrete | 13.25 | 99.5089 | 99.5089 | 1318.4933 | [5 empty] | Excess width | 150
|  |  | Tricel Novouk10 | 1 | 2970 | 2970 | 2970 | Tank Volume | 4.731 | m3 |  | Tricel Novouk10 | 1 | 5604 | 5604 | 5604 |  |  | Tank Volume | 8.806 | m3 |  |  |  | Tricel Novouk42 | 1 | 8852.4 | 8852.4 | 8852.4 |  |  | Tank Volume | 14.35 | m3 | [54 empty] | Cesspool | 1 |  | 1104 | 1104 |  |  |  |  | Excess depth | 50 |  |  | Cesspool | 1 |  | 1104 | 1104 |  |  |  |  | Excess depth | 50 |  |  | Cesspool | 1 |  | 1082.4 | 1082.4 |  |  |  |  | Excess depth | 50 |  |  | Cesspool | 1 |  | 1082.4 | 1082.4 |  |  |  |  | Excess depth | 50 |  |  | Cesspool | 1 |  | 1299.6 | 1299.6 |  |  |  |  | Excess depth | 50 |  |  | Cesspool | 1 |  | 1444.8 | 1444.8 |  |  |  |  | Excess depth | 50 |  |  | Cesspool | 1 |  | 2641.2 | 2641.2 |  |  |  |  | Excess depth | 50 |  |  | Cesspool | 1 |  | 2641.2 | 2641.2 | [5 empty] | Excess depth | 50
|  |  | Excavation | 17.0258 | 11.38 | 12.0765 | 193.7541 |  |  |  |  | Excavation | 28.8493 | 11.958 | 11.958 | 344.9817 | [8 empty] | Excavation | 52.616 | 11.958 | 11.958 | 629.1848
|  |  | Pea Shingle | 1 | 36.7186 | 36.7186 | 36.7186 | Backfill Vol | 9.9836 | m3 |  | Pea Shingle | 1.7 | 36.7186 | 36.7186 | 62.4217 |  |  | Backfill Vol | 16.1271 | m3 |  |  |  | Pea Shingle | 5.1 | 36.7186 | 36.7186 | 187.265 |  |  | Backfill Vol | 38.6069 | m3 | [63 empty] | Excavation | 5.257 | m3 | [10 empty] | Excavation | 5.257 | m3 | [10 empty] | Excavation | 14.942 | m3 | [10 empty] | Excavation | 14.942 | m3 | [10 empty] | Excavation | 16.1322 | m3 | [10 empty] | Excavation | 17.2436 | m3 | [10 empty] | Excavation | 16.0817 | m3 | [11 empty] | Excavation | 20.3752 | m3
|  |  | Concrete | 11 | 99.5089 | 99.5089 | 1094.5982 |  |  |  |  | Concrete | 17.6941 | 99.5089 | 99.5089 | 1760.7202 | [8 empty] | Concrete | 41.3245 | 99.5089 | 99.5089 | 4112.1585 | [59 empty] | Sub Total |  |  |  | 11630.9368 | [8 empty] | Sub Total |  |  |  | 13073.4027 | [8 empty] | Sub Total |  |  |  | 17437.865 | [8 empty] | Sub Total |  |  |  | 20107.5792 | [8 empty] | Sub Total |  |  |  | 22699.0801 | [8 empty] | Sub Total |  |  |  | 25630.8846 | [8 empty] | Sub Total |  |  |  | 31071.5242 | [8 empty] | Sub Total |  |  |  | 35191.2912
|  |  | Geotextile | 7.704 | 2.0491 | 2.0491 | 15.7859 | Excavation Requirements |  |  |  | Geotextile | 13.054 | 2.0491 | 2.0491 | 26.7483 |  |  | Excavation Requirements | [5 empty] | Geotextile | 8.774 | 2.0491 | 2.0491 | 17.9784 |  |  | Excavation Requirements |  |  | Excavation Requirements | Tank B | [61 empty] | Weight | 88 | kg | [10 empty] | Weight | 88 | kg | [10 empty] | Weight | 88 | kg | [10 empty] | Weight | 88 | kg | [10 empty] | Weight | 88 | kg | [10 empty] | Weight | 88 | kg | [10 empty] | Weight | 88 | kg | [11 empty] | Weight | 88 | kg
[8 empty] | Wet | [10 empty] | Wet | [12 empty] | Wet |  |  | Dry | [53 empty] | Drainage | [12 empty] | Drainage | [12 empty] | Drainage | [12 empty] | Drainage | [12 empty] | Drainage | [12 empty] | Drainage | [12 empty] | Drainage | [12 empty] | Drainage
|  |  | Sub Total |  |  |  | 4310.8568 | Length | 3100 |  |  | Sub Total |  |  |  | 7798.8719 |  |  | Length | 5600 |  |  |  |  | Sub Total |  |  |  | 13798.9867 |  |  | Length | 3600 |  | Length | 5600 | [53 empty] | Unit | Ref | Ref (2021) | Cost (£) | [9 empty] | Unit | Ref | Ref (2021) | Cost (£) | [9 empty] | Unit | Ref | Ref (2021) | Cost (£) | [9 empty] | Unit | Ref | Ref (2021) | Cost (£) | [9 empty] | Unit | Ref | Ref (2021) | Cost (£) | [9 empty] | Unit | Ref | Ref (2021) | Cost (£) | [9 empty] | Unit | Ref | Ref (2021) | Cost (£) | [9 empty] | Unit | Ref | Ref (2021) | Cost (£) | [8 empty] | 4245.1869
[8 empty] | Width | 1640 | [9 empty] | Width | 1640 | [11 empty] | Width | 1640 |  | Width | 1640 | [52 empty] | Drain | 13.28 | 47.51 | 47.51 | 630.9328 | [8 empty] | Drain | 14.92 | 47.51 | 47.51 | 708.8492 | [8 empty] | Drain | 17.8 | 47.51 | 47.51 | 845.678 | [8 empty] | Drain | 20.34 | 47.51 | 47.51 | 966.3534 | [8 empty] | Drain | 22.52 | 47.51 | 47.51 | 1069.9252 | [8 empty] | Drain | 24.46 | 47.51 | 47.51 | 1162.0946 | [8 empty] | Drain | 28.02 | 47.51 | 47.51 | 1331.2302 | [8 empty] | Drain | 31.08 | 47.51 | 47.51 | 1476.6108 | [8 empty] | 5631.7275
[8 empty] | Height | 1910 | [9 empty] | Height | 1910 | [11 empty] | Height | 1910 |  | Height | 2270 | [52 empty] | Excavation | 5.976 | 11.958 | 11.958 | 71.4613 | [8 empty] | Excavation | 8.952 | 11.958 | 11.958 | 107.0484 | [8 empty] | Excavation | 10.68 | 11.958 | 11.958 | 127.7119 | [8 empty] | Excavation | 12.204 | 11.958 | 11.958 | 145.936 | [8 empty] | Excavation | 13.512 | 11.958 | 11.958 | 161.5771 | [8 empty] | Excavation | 14.676 | 11.958 | 11.958 | 175.4963 | [8 empty] | Excavation | 16.812 | 11.958 | 11.958 | 201.0387 | [8 empty] | Excavation | 18.648 | 11.958 | 11.958 | 222.9936 | [8 empty] | 9414.1358
[89 empty] | Concrete | 1.992 | 99.5089 | 99.5089 | 198.2218 | [8 empty] | Concrete | 2.238 | 99.5089 | 99.5089 | 222.701 | [8 empty] | Concrete | 2.67 | 99.5089 | 99.5089 | 265.6888 | [8 empty] | Concrete | 3.051 | 99.5089 | 99.5089 | 303.6017 | [8 empty] | Concrete | 3.378 | 99.5089 | 99.5089 | 336.1412 | [8 empty] | Concrete | 3.669 | 99.5089 | 99.5089 | 365.0983 | [8 empty] | Concrete | 4.203 | 99.5089 | 99.5089 | 418.236 | [8 empty] | Concrete | 4.662 | 99.5089 | 99.5089 | 463.9106 | [8 empty] | 11147.8936
[8 empty] | Excess | 250 | mm | [8 empty] | Excess | 250 | mm | [10 empty] | Excess | 250 | mm | Excess | 250 | mm | [48 empty] | 65040.5468 | [106 empty] | 14890.2281
[8 empty] | Excess Height | 300 | mm | [8 empty] | Excess Height | 300 | mm | [10 empty] | Excess Height | 300 | mm | [51 empty] | 87842.2462 |  |  | Sub Total |  |  |  | 900.6159 | [8 empty] | Sub Total |  |  |  | 1038.5986 | [8 empty] | Sub Total |  |  |  | 1239.0788 | [8 empty] | Sub Total |  |  |  | 1415.8911 | [8 empty] | Sub Total |  |  |  | 1567.6435 | [8 empty] | Sub Total |  |  |  | 1702.6891 | [8 empty] | Sub Total |  |  |  | 1950.5049 | [8 empty] | Sub Total |  |  |  | 2163.5151 | [8 empty] | 32520.2734
[86 empty] | 131486.1693 | [106 empty] | 44198.3231
[8 empty] | Total | 17.0258 | m3 | [8 empty] | Total | 28.8493 | m3 | [10 empty] | Total | 19.3905 | m3 | Sub Tot | 33.2255 | m3 | [48 empty] | 175130.0924 |  |  | Dry | [5 empty] | Wet | [6 empty] | Dry | [5 empty] | Wet | [6 empty] | Dry | [5 empty] | Wet | [6 empty] | Dry | [5 empty] | Wet | [6 empty] | Dry | [5 empty] | Wet | [6 empty] | Dry | [5 empty] | Wet | [6 empty] | Dry | [5 empty] | Wet | [6 empty] | Dry | [6 empty] | Wet
[35 empty] | Total | 52.616 | [49 empty] | 218820.8155 |  |  | Bund | [12 empty] | Bund | [12 empty] | Bund | [12 empty] | Bund | [12 empty] | Bund | [12 empty] | Bund | [12 empty] | Bund | [12 empty] | Bund
[8 empty] | Backfill | [10 empty] | Backfill | [12 empty] | Backfill | [53 empty] | 262521.1186 |  |  |  | Unit | Ref | Ref (2021) | Cost (£) |  |  | Unit | [6 empty] | Unit | Ref | Ref (2021) | Cost (£) |  |  | Unit | [6 empty] | Unit | Ref | Ref (2021) | Cost (£) |  |  | Unit | [6 empty] | Unit | Ref | Ref (2021) | Cost (£) |  |  | Unit | [6 empty] | Unit | Ref | Ref (2021) | Cost (£) |  |  | Unit | [6 empty] | Unit | Ref | Ref (2021) | Cost (£) |  |  | Unit | [6 empty] | Unit | Ref | Ref (2021) | Cost (£) |  |  | Unit | [6 empty] | Unit | Ref | Ref (2021) | Cost (£) |  |  |  | Unit
[8 empty] | Gravel | 0.94973 | m3 | [8 empty] | Gravel | 1.6585 | m3 | [10 empty] | Gravel | 5.0038 | m3 | [51 empty] | 349898.9648 |  |  | Cesspool | 1 | 6707.8 | 6707.8 | 6707.8 |  | Cesspool | 1 | 5944.8 | 5944.8 | 5944.8 |  |  | Cesspool | 1 | 7378.8 | 7378.8 | 7378.8 |  | Cesspool | 1 | 7378.8 | 7378.8 | 7378.8 |  |  | Cesspool | 1 | 9604.8 | 9604.8 | 9604.8 |  | Cesspool | 1 | 9604.8 | 9604.8 | 9604.8 |  |  | Cesspool | 1 | 13814.4 | 13814.4 | 13814.4 |  | Cesspool | 1 | 11133.6 | 11133.6 | 11133.6 |  |  | Cesspool | 1 | 13955.8 | 13955.8 | 13955.8 |  | Cesspool | 1 | 13955.8 | 13955.8 | 13955.8 |  |  | Cesspool | 1 | 20551 | 20551 | 20551 |  | Cesspool | 1 | 16521.6 | 16521.6 | 16521.6 |  |  | Cesspool | 1 | 22447.2 | 22447.2 | 22447.2 |  | Cesspool | 1 | 22447.2 | 22447.2 | 22447.2 |  |  | Cesspool | 1 | 27911.6 | 27911.6 | 27911.6 |  |  | Cesspool | 1 | 22447.2 | 22447.2 | 22447.2
[86 empty] | 437228.951 |  |  | Excavation | 75.9968 | 11.958 | 11.958 | 908.7732 |  | Excavation | 60.7538 |  | 11.958 | 726.4967 |  |  | Excavation | 79.6926 | 11.958 | 11.958 | 952.9682 |  | Excavation | 79.6926 |  | 11.958 | 952.9682 |  |  | Excavation | 108.3285 | 11.958 | 11.958 | 1295.3972 |  | Excavation | 108.3285 |  | 11.958 | 1295.3972 |  |  | Excavation | 172.5786 | 11.958 | 11.958 | 2063.7024 |  | Excavation | 142.8096 |  | 11.958 | 1707.7233 |  |  | Excavation | 155.8816 | 11.958 | 11.958 | 1864.0396 |  | Excavation | 155.8816 |  | 11.958 | 1864.0396 |  |  | Excavation | 233.5256 | 11.958 | 11.958 | 2792.5099 |  | Excavation | 194.5901 |  | 11.958 | 2326.9174 |  |  | Excavation | 254.6401 | 11.958 | 11.958 | 3044.9977 |  | Excavation | 254.6401 |  | 11.958 | 3044.9977 |  |  | Excavation | 311.7632 | 11.958 | 11.958 | 3728.0791 |  |  | Excavation | 311.7632 |  | 11.958 | 3728.0791
[8 empty] | Backfill Vol | 11.9804 | [9 empty] | Backfill Vol | 19.3526 | [11 empty] | Backfill Vol | 46.3283 | [55 empty] | Backfill | 57.9968 | 36.7186 | 36.7186 | 2129.5629 |  | Backfill | 42.7538 |  | 36.7186 | 1569.8609 |  |  | Backfill | 53.6926 | 36.7186 | 36.7186 | 1971.5199 |  | Backfill | 53.6926 |  | 36.7186 | 1971.5199 |  |  | Backfill | 70.3285 | 36.7186 | 36.7186 | 2582.366 |  | Backfill | 70.3285 |  | 36.7186 | 2582.366 |  |  | Backfill | 122.5786 | 36.7186 | 36.7186 | 4500.9165 |  | Backfill | 92.8096 |  | 36.7186 | 3407.8397 |  |  | Backfill | 96.8816 | 36.7186 | 36.7186 | 3557.36 |  | Backfill | 96.8816 |  | 36.7186 | 3557.36 |  |  | Backfill | 163.5256 | 36.7186 | 36.7186 | 6004.4356 |  | Backfill | 124.5901 |  | 36.7186 | 4574.7775 |  |  | Backfill | 162.6401 | 36.7186 | 36.7186 | 5971.92 |  | Backfill | 162.6401 |  | 36.7186 | 5971.92 |  |  | Backfill | 193.7632 | 36.7186 | 36.7186 | 7114.72 |  |  | Backfill | 193.7632 |  | 36.7186 | 7114.72
[8 empty] | Concrete | 11.0306 | m3 | [8 empty] | Concrete | 17.6941 | m3 | [10 empty] | Concrete | 41.3245 | m3 | [54 empty] | Sub Total |  |  |  | 9746.1361 |  | Sub Total |  |  |  | 8241.1576 |  |  | Sub Total |  |  |  | 10303.2881 |  | Sub Total |  |  |  | 10303.2881 |  |  | Sub Total |  |  |  | 13482.5632 |  | Sub Total |  |  |  | 13482.5632 |  |  | Sub Total |  |  |  | 20379.0188 |  | Sub Total |  |  |  | 16249.163 |  |  | Sub Total |  |  |  | 19377.1995 |  | Sub Total |  |  |  | 19377.1995 |  |  | Sub Total |  |  |  | 29347.9455 |  | Sub Total |  |  |  | 23423.2948 |  |  | Sub Total |  |  |  | 31464.1177 |  | Sub Total |  |  |  | 31464.1177 |  |  | Sub Total |  |  |  | 38754.3991 |  |  | Sub Total |  |  |  | 33289.9991
[89 empty] | Total |  |  |  | 22277.6887 |  | Total |  |  |  | 20772.7102 |  |  | Total |  |  |  | 24415.2893 |  | Total |  |  |  | 24415.2893 |  |  | Total |  |  |  | 32159.507 |  | Total |  |  |  | 32159.507 |  |  | Total |  |  |  | 41902.4892 |  | Total |  |  |  | 37772.6333 |  |  | Total |  |  |  | 43643.9231 |  | Total |  |  |  | 43643.9231 |  |  | Total |  |  |  | 56681.5193 |  | Total |  |  |  | 50756.8686 |  |  | Total |  |  |  | 64486.1468 |  | Total |  |  |  | 64486.1468 |  |  | Total |  |  |  | 76109.2054 |  |  | Total |  |  |  | 70644.8054
[93 empty] | 65040.5468 | [12 empty] | 87842.2462 | [12 empty] | 131486.1693 | [12 empty] | 175130.0924 | [12 empty] | 218820.8155 | [12 empty] | 262521.1186 | [12 empty] | 349898.9648 | [11 empty] | Pump | 437228.951 | [5 empty] | Pump | 437228.951
[93 empty] | 87318.2356 | [12 empty] | 112257.5355 | [12 empty] | 163645.6763 | [12 empty] | 217032.5815 | [12 empty] | 262464.7386 | [12 empty] | 319202.6378 | [12 empty] | 414385.1116 | [12 empty] | 513338.1563 | [6 empty] | 507873.7563
Fencing
|  |  | Fencing | [8 empty] | Fencing | [12 empty] | Fencing | [13 empty] | Fencing | [12 empty] | Fencing | [12 empty] | Fencing | [11 empty] | Fencing
|  |  | Length | 3.6 | [7 empty] | Length | 6.1 | [11 empty] | Length | 9.7 | [12 empty] | Length | 7.8 | [11 empty] | Length | 10.8 | [11 empty] | Length | 11.37 | [10 empty] | Length | 13.6
|  |  | Width | 2.14 | [7 empty] | Width | 2.14 | [11 empty] | Width | 3.78 | [12 empty] | Width | 2.424 | [11 empty] | Width | 2.824 | [11 empty] | Width | 3.1 | [10 empty] | Width | 3.1
|  |  | Total | [8 empty] | Total | [12 empty] | Total | [13 empty] | Total | [12 empty] | Total | [12 empty] | Total | [11 empty] | Total
|  |  | Length | 3.6 | [7 empty] | Length | 6.1 | [11 empty] | Length | 9.7 | [12 empty] | Length | 7.8 | [11 empty] | Length | 10.8 | [11 empty] | Length | 11.37 | [10 empty] | Length | 13.6
|  |  | Width | 2.14 | [7 empty] | Width | 2.14 | [11 empty] | Width | 3.78 | [12 empty] | Width | 2.424 | [11 empty] | Width | 2.824 | [11 empty] | Width | 3.1 | [10 empty] | Width | 3.1
|  |  | No. fence posts | [8 empty] | No. fence posts | [12 empty] | No. fence posts | [13 empty] | No. fence posts | [12 empty] | No. fence posts | [12 empty] | No. fence posts | [11 empty] | No. fence posts
|  |  | Length | 2 | [7 empty] | Length | 3 | [11 empty] | Length | 4 | [12 empty] | Length | 3 | [11 empty] | Length | 4 | [11 empty] | Length | 5 | [10 empty] | Length | 5
|  |  | Width | 1 | [7 empty] | Width | 1 | [11 empty] | Width | 2 | [12 empty] | Width | 1 | [11 empty] | Width | 2 | [11 empty] | Width | 2 | [10 empty] | Width | 2
|  |  | Excess Fencing | [8 empty] | Excess Fencing | [12 empty] | Excess Fencing | [13 empty] | Excess Fencing | [12 empty] | Excess Fencing | [12 empty] | Excess Fencing | [11 empty] | Excess Fencing
|  |  | Length | 1.9 | [7 empty] | Length | 2.15 | [11 empty] | Length | 1.3 | [12 empty] | Length | 0.45 | [11 empty] | Length | 0.2 | [11 empty] | Length | 2.38 | [10 empty] | Length | 0.15
|  |  | Width | 0.61 | [7 empty] | Width | 0.61 | [11 empty] | Width | 1.72 | [12 empty] | Width | 0.326 | [11 empty] | Width | 2.676 | [11 empty] | Width | 2.4 | [10 empty] | Width | 2.4
|  |  |  | 0.95 | [8 empty] | 1.075 | [12 empty] | 0.65 | [13 empty] | 0.225 | [12 empty] | 0.1 | [12 empty] | 1.19 | [11 empty] | 0.075
|  |  |  | 0.305 | [8 empty] | 0.305 | [12 empty] | 0.86 | [13 empty] | 0.163 | [12 empty] | 1.338 | [12 empty] | 1.2 | [11 empty] | 1.2
|  |  | No. Fenc Posts | [8 empty] | No. Fenc Posts | [12 empty] | No. Fenc Posts | [13 empty] | No. Fenc Posts | [12 empty] | No. Fenc Posts | [12 empty] | No. Fenc Posts | [11 empty] | No. Fenc Posts
|  |  | Length | 3 | [7 empty] | Length | 4 | [11 empty] | Length | 5 | [12 empty] | Length | 4 | [11 empty] | Length | 5 | [11 empty] | Length | 6 | [10 empty] | Length | 6
|  |  | Width | 2 | [7 empty] | Width | 2 | [11 empty] | Width | 3 | [12 empty] | Width | 2 | [11 empty] | Width | 3 | [11 empty] | Width | 3 | [10 empty] | Width | 3
|  |  | Total | 9 | [7 empty] | Total | 11 | [11 empty] | Total | 15 | [12 empty] | Total | 11 | [11 empty] | Total | 15 | [11 empty] | Total | 17 | [10 empty] | Total | 17
|  |  | Gate | 1 | [7 empty] | Gate | 1 | [11 empty] | Gate | 1 | [12 empty] | Gate | 1 | [11 empty] | Gate | 1 | [11 empty] | Gate | 1 | [10 empty] | Gate | 1
|  |  | No. of Units | [8 empty] | No. of Units | [12 empty] | No. of Units | [13 empty] | No. of Units | [12 empty] | No. of Units | [12 empty] | No. of Units | [11 empty] | No. of Units
|  |  | Fence Posts | 9 | [7 empty] | Fence Posts | 11 | [11 empty] | Fence Posts | 15 | [12 empty] | Fence Posts | 11 | [11 empty] | Fence Posts | 15 | [11 empty] | Fence Posts | 17 | [10 empty] | Fence Posts | 17
|  |  | Corner Posts | 4 | [7 empty] | Corner Posts | 4 | [11 empty] | Corner Posts | 4 | [12 empty] | Corner Posts | 4 | [11 empty] | Corner Posts | 4 | [11 empty] | Corner Posts | 4 | [10 empty] | Corner Posts | 4
|  |  | Gate (plus extras) | 1 | [7 empty] | Gate (plus extras) | 1 | [11 empty] | Gate (plus extras) | 1 | [12 empty] | Gate (plus extras) | 1 | [11 empty] | Gate (plus extras) | 1 | [11 empty] | Gate (plus extras) | 1 | [10 empty] | Gate (plus extras) | 1
|  |  | Excavation | 2.7338 | [7 empty] | Excavation | 3.0983 | [11 empty] | Excavation | 3.8273 | [12 empty] | Excavation | 3.0983 | [11 empty] | Excavation | 3.8273 | [11 empty] | Excavation | 4.1918 | [10 empty] | Excavation | 4.1918
|  |  | Concrete | 2.7338 | [7 empty] | Concrete | 3.0983 | [11 empty] | Concrete | 3.8273 | [12 empty] | Concrete | 3.0983 | [11 empty] | Concrete | 3.8273 | [11 empty] | Concrete | 4.1918 | [10 empty] | Concrete | 4.1918
|  |  | Unit Price | [8 empty] | Unit Price | [12 empty] | Unit Price | [13 empty] | Unit Price | [12 empty] | Unit Price | [12 empty] | Unit Price | [11 empty] | Unit Price
|  |  | Fence Posts | 112.824 | [7 empty] | Fence Posts | 112.824 | [11 empty] | Fence Posts | 112.824 | [12 empty] | Fence Posts | 112.824 | [11 empty] | Fence Posts | 112.824 | [11 empty] | Fence Posts | 112.824 | [10 empty] | Fence Posts | 112.824
|  |  | Corner Posts | 36.384 | [7 empty] | Corner Posts | 36.384 | [11 empty] | Corner Posts | 36.384 | [12 empty] | Corner Posts | 36.384 | [11 empty] | Corner Posts | 36.384 | [11 empty] | Corner Posts | 36.384 | [10 empty] | Corner Posts | 36.384
|  |  | Gate (plus extras) | 539.4 | [7 empty] | Gate (plus extras) | 539.4 | [11 empty] | Gate (plus extras) | 539.4 | [12 empty] | Gate (plus extras) | 539.4 | [11 empty] | Gate (plus extras) | 539.4 | [11 empty] | Gate (plus extras) | 539.4 | [10 empty] | Gate (plus extras) | 539.4
|  |  | Excavation | 12.0765 | [7 empty] | Excavation | 11.958 | [11 empty] | Excavation | 11.958 | [12 empty] | Excavation | 11.958 | [11 empty] | Excavation | 11.958 | [11 empty] | Excavation | 11.958 | [10 empty] | Excavation | 11.958
|  |  | Concrete | 99.5089 | [7 empty] | Concrete | 99.5089 | [11 empty] | Concrete | 99.5089 | [12 empty] | Concrete | 0 | [11 empty] | Concrete | 0 | [11 empty] | Concrete | 0 | [10 empty] | Concrete | 0
|  |  | Unit Cost | [8 empty] | Unit Cost | [12 empty] | Unit Cost | [13 empty] | Unit Cost | [12 empty] | Unit Cost | [12 empty] | Unit Cost | [11 empty] | Unit Cost
|  |  | Fence Posts | 1015.416 | [7 empty] | Fence Posts | 1241.064 | [11 empty] | Fence Posts | 1692.36 | [12 empty] | Fence Posts | 1241.064 | [11 empty] | Fence Posts | 1692.36 | [11 empty] | Fence Posts | 1918.008 | [10 empty] | Fence Posts | 1918.008
|  |  | Corner Posts | 145.536 | [7 empty] | Corner Posts | 145.536 | [11 empty] | Corner Posts | 145.536 | [12 empty] | Corner Posts | 145.536 | [11 empty] | Corner Posts | 145.536 | [11 empty] | Corner Posts | 145.536 | [10 empty] | Corner Posts | 145.536
|  |  | Gate (plus extras) | 539.4 | [7 empty] | Gate (plus extras) | 539.4 | [11 empty] | Gate (plus extras) | 539.4 | [12 empty] | Gate (plus extras) | 539.4 | [11 empty] | Gate (plus extras) | 539.4 | [11 empty] | Gate (plus extras) | 539.4 | [10 empty] | Gate (plus extras) | 539.4
|  |  | Excavation | 33.0143 | [7 empty] | Excavation | 37.049 | [11 empty] | Excavation | 45.7664 | [12 empty] | Excavation | 37.049 | [11 empty] | Excavation | 45.7664 | [11 empty] | Excavation | 50.1251 | [10 empty] | Excavation | 50.1251
|  |  | Concrete | 272.0325 | [7 empty] | Concrete | 308.3035 | [11 empty] | Concrete | 380.8455 | [12 empty] | Concrete | 0 | [11 empty] | Concrete | 0 | [11 empty] | Concrete | 0 | [10 empty] | Concrete | 0
|  |  | Sub Total | 2005.3988 | [7 empty] | Sub Total | 2271.3526 | [11 empty] | Sub Total | 2803.908 | [12 empty] | Sub Total | 1963.049 | [11 empty] | Sub Total | 2423.0624 | [11 empty] | Sub Total | 2653.0691 | [10 empty] | Sub Total | 2653.0691
|  |  | Total Field | 2005.3988 | [7 empty] | Total Field | 2271.3526 | [11 empty] | Total Field | 2803.908 | [12 empty] | Total Field | 1963.049 | [11 empty] | Total Field | 2423.0624 | [11 empty] | Total Field | 2653.0691 | [10 empty] | Total Field | 2653.0691
Operational
[74 empty] | Three Phase | [11 empty] | Three Phase | [103 empty] | 17.6
|  | Yearly | [5 empty] | Usage |  |  |  |  | Yearly | [7 empty] | Usage |  |  |  |  | Yearly | [7 empty] | Usage | [5 empty] | Yearly | [7 empty] | Usage |  |  |  |  | Yearly | [7 empty] | Usage |  |  |  |  | Yearly | [7 empty] | 400 V |  |  |  | Yearly | [7 empty] | 400 V |  |  | Yearly | [12 empty] | Yearly | [12 empty] | Yearly | [12 empty] | Yearly | [12 empty] | Yearly | [12 empty] | Yearly | [12 empty] | Yearly | [22 empty] | 35.2
|  |  | Item | Unit | Ref | Ref (2021) | Cost (£) | Blower Rating | 86 | W |  |  |  | Item | Unit | Ref | Ref (2021) | Cost (£) |  |  | Blower Rating | 215 | W |  |  |  | Item | Unit | Ref | Ref (2021) | Cost (£) |  |  | Blower Rating | 450 | W |  |  |  |  | Item | Unit | Ref | Ref (2021) | Cost (£) |  |  | Blower Rating | 700 | W |  |  |  | Item | Unit | Ref | Ref (2021) | Cost (£) |  |  | Blower Rating | 1100 | W |  |  |  | Item | Unit | Ref | Ref (2021) | Cost (£) |  |  | 50 Hz |  |  |  |  | Item | Unit | Ref | Ref (2021) | Cost (£) |  |  | 50 Hz |  |  |  | Item | Unit | Ref | Ref (2021) | Cost (£) | [8 empty] | Item | Unit | Ref | Ref (2021) | Cost (£) | [8 empty] | Item | Unit | Ref | Ref (2021) | Cost (£) | [8 empty] | Item | Unit | Ref | Ref (2021) | Cost (£) | [8 empty] | Item | Unit | Ref | Ref (2021) | Cost (£) | [8 empty] | Item | Unit | Ref | Ref (2021) | Cost (£) | [8 empty] | Item | Unit | Ref | Ref (2021) | Cost (£) | [9 empty] | Yearly | [6 empty] | Usage
|  |  | Grid Electricity | 0.75336 | 35.6346 | 35.6346 | 26.8457 | Time | 8760 | h |  |  |  | Grid Electricity | 1.8834 | 35.6346 | 35.6346 | 67.1142 |  |  | Time | 8760 | h |  |  |  | Grid Electricity | 3.942 | 35.6346 | 35.6346 | 140.4717 |  |  | Time | 8760 | h |  |  |  |  | Grid Electricity | 6.132 | 35.6346 | 35.6346 | 218.5115 |  |  | Time | 8760 | h |  |  |  | Grid Electricity | 9.636 | 35.6346 | 35.6346 | 343.3752 |  |  | Time | 8760 | h |  |  |  | Grid Electricity | 14.892 | 35.6346 | 35.6346 | 530.6707 |  |  | 1.7 | kW |  |  |  | Grid Electricity | 31.4484 | 35.6346 | 35.6346 | 1120.6516 |  |  | 3.59 | kW |  |  | Grid Electricity | 28.2948 | 35.6346 | 35.6346 | 1008.2743 | Requirement | 3230 | W | [5 empty] | 35.6346 | 37.7556 | 35.6346 | 35.6346 | 1345.4063 | Requirement | 4310 | W | [5 empty] | 35.6346 | 56.5896 | 35.6346 | 35.6346 | 2016.5486 | Requirement | 6460 | W | [5 empty] | 35.6346 | 75.4499 | 35.6346 | 35.6346 | 2688.6275 | Requirement | 8613 | W | [5 empty] | 35.6346 | 94.3102 | 35.6346 | 35.6346 | 3360.7063 | Requirement | 10766 | W | [5 empty] | 35.6346 | 113.1792 | 35.6346 | 35.6346 | 4033.0973 | Requirement | 12920 | W | [5 empty] | 35.6346 | 150.9173 | 35.6346 | 35.6346 | 5377.8792 | Requirement | 17228 | W | [7 empty] | Item | Unit | Ref | Ref (2021) | Cost (£) |  | Blower Rating | 21533.3333 | W
[95 empty] | Time | 8760 | h | [10 empty] | Time | 8760 | h | [10 empty] | Time | 8760 | h | [10 empty] | Time | 8760 | h | [10 empty] | Time | 8760 | h | [10 empty] | Time | 8760 | h | [10 empty] | Time | 8760 | h | [7 empty] | Grid Electricity | 188.632 | 35.6346 | 35.6346 | 6721.8288 |  | Time | 8760 | h
[8 empty] | Usage | 0.75336 | MWh | [10 empty] | Usage | 1.8834 | MWh | [10 empty] | Usage | 3.942 | MWh | [11 empty] | Usage | 6.132 | MWh | [10 empty] | Usage | 9.636 | MWh | [9 empty] | Usage | [11 empty] | Usage
[73 empty] | Blower Rating | 1700 | h | [9 empty] | Blower Rating | 3590 | h | [7 empty] | Usage | 28.2948 | MWh | [10 empty] | Usage | 37.7556 | MWh | [10 empty] | Usage | 56.5896 | MWh | [10 empty] | Usage | 75.4499 | MWh | [10 empty] | Usage | 94.3102 | MWh | [10 empty] | Usage | 113.1792 | MWh | [10 empty] | Usage | 150.9173 | MWh | [13 empty] | Usage | 188.632 | MWh
|  | Unit Cost | Unit | Ref | Ref (2021) | Cost (£) | [6 empty] | Unit Cost | Unit | Ref | Ref (2021) | Cost (£) | [8 empty] | Unit Cost | Unit | Ref | Ref (2021) | Cost (£) | [9 empty] | Unit Cost | Unit | Ref | Ref (2021) | Cost (£) | [8 empty] | Unit Cost | Unit | Ref | Ref (2021) | Cost (£) | [8 empty] | Unit Cost | Unit | Ref | Ref (2021) | Cost (£) |  |  | Time | 8760 | h |  | Unit Cost | Unit | Ref | Ref (2021) | Cost (£) |  |  |  | Time | 8760 | h
|  | Desludging |  | 193.5 | 193.5 | [7 empty] | Desludging |  | 193.5 | 193.5 | [9 empty] | Desludging |  | 193.5 | 193.5 | [10 empty] | Desludging |  | 211.7 | 211.7 | [9 empty] | Desludging |  | 211.7 | 211.7 |  |  |  |  | Min. Desludging Frequency | 240 | days |  |  | Desludging |  | 193.5 | 193.5 | [7 empty] | Desludging |  | 193.5 | 193.5 | [21 empty] | Desludging | [12 empty] | Desludging | [12 empty] | Desludging | [12 empty] | Desludging | [12 empty] | Desludging | [12 empty] | Desludging
[41 empty] | 8.9466 | 20.4 | 182.5116 |  |  |  |  | Min. Desludging Frequency | 240 | days |  |  |  | 14.8841 | 20.4 | 303.6361 | [10 empty] | 16.4757 | 20.4 | 336.1045 |  |  |  | Usage | 14.892 | MWh |  |  | 19.8871 | 20.4 | 405.6972 |  |  |  |  | Usage | 31.4484 | MWh |  | Desludging | [13 empty] | Min | [12 empty] | Min | [12 empty] | Min | [12 empty] | Min | [12 empty] | Min | [12 empty] | Min | [12 empty] | Desludging
|  | Max Desludging Interval | 1095 | days | [8 empty] | Max Desludging Interval | 730 | days | [10 empty] | Max Desludging Interval | 365 | days | [11 empty] | Max Desludging Interval | 240 | days |  | 394.2116 | [8 empty] | Max Desludging Interval | 240 | days |  | 515.3361 | [8 empty] | Max Desludging Interval | 90 | days |  | 529.6045 | [6 empty] | Max Desludging Interval | 60 | days |  | 599.1972 | [8 empty] | Min | [12 empty] | 90 | 4.0556 | [11 empty] | 90 | 4.0556 | [11 empty] | 90 | 4.0556 | [11 empty] | 90 | 4.0556 | [11 empty] | 90 | 4.0556 | [11 empty] | 90 | 4.0556 | [12 empty] | Min
[41 empty] | 1.5208 | [25 empty] | 180 | [10 empty] | 120 | [11 empty] | 90 | 4.0556 | [12 empty] | Sludge | [12 empty] | Sludge | [12 empty] | Sludge | [12 empty] | Sludge | [12 empty] | Sludge | [12 empty] | Sludge | [12 empty] | 90 | 4.0556
[91 empty] | Sludge | [11 empty] | Volume | 1.3 | [11 empty] | Volume | 1.9 | [11 empty] | Volume | 2.6 | [11 empty] | Volume | 3.2 | [11 empty] | Volume | 3.9 | [11 empty] | Volume | 5.1 | [13 empty] | Sludge
|  |  | Operational Period (years) |  |  |  | Cost (£) | [6 empty] | Operational Period (years) |  |  |  | Cost (£) | [8 empty] | Operational Period (years) |  |  |  | Cost (£) | [9 empty] | Operational Period (years) |  |  |  | Cost (£) | [8 empty] | Operational Period (years) |  |  |  | Cost (£) | [8 empty] | Operational Period (years) |  |  |  | Cost (£) | [6 empty] | Operational Period (years) |  |  |  | Cost (£) | [7 empty] | Volume | 1 | [90 empty] | Volume | 6.5
|  | Frequency (per year) | 5 | 10 | 25 | [7 empty] | Frequency (per year) | 5 | 10 | 25 | [10 empty] | 5 | 10 | 25 | [10 empty] | Frequency (per year) | 5 | 10 | 25 | [9 empty] | Frequency (per year) | 5 | 10 | 25 | [9 empty] | Frequency (per year) | 5 | 10 | 25 | [7 empty] | Frequency (per year) | 5 | 10 | 25
|  | 6 | 30 | 60 | 150 |  | 29025 | [5 empty] | 7.3 | 36 | 73 | 182 |  | 35217 |  | 1412.55 | [5 empty] | 9.125 | 45 | 91 | 228 |  | 44118 | [8 empty] | 12.167 | 60 | 121 | 304 |  | 119840.3364 | [7 empty] | 12.167 | 60 | 121 | 304 |  | 156662.1787 | [8 empty] | 0 | 0 | 0 |  | 0 | [6 empty] | 0 | 0 | 0 |  | 0 | [20 empty] | Tankering up to 9m3 | 211.7 | [11 empty] | Tankering up to 9m3 | 211.7 | [11 empty] | Tankering up to 9m3 | 211.7 | [11 empty] | Tankering up to 9m3 | 211.7 | [11 empty] | Tankering up to 9m3 | 211.7 | [11 empty] | Tankering up to 9m3 | 635.1
|  | 4 | 20 | 40 | 100 |  | 19350 | [5 empty] | 6 | 30 | 60 | 150 |  | 29025 |  | 1161 | [5 empty] | 7.3 | 36 | 73 | 182 |  | 35217 | [8 empty] | 9.125 | 45 | 91 | 228 |  | 89880.2523 | [7 empty] | 9.125 | 45 | 91 | 228 |  | 117496.634 | [8 empty] | 0 | 0 | 0 |  | 0 | [6 empty] | 0 | 0 | 0 |  | 0 | [7 empty] | Tankering up to 9m3 | 211.7 | [90 empty] | Tankering up to 9m3 | 635.1 | Per trip |  | Accounting for increased sludge levels
|  | 3 | 15 | 30 | 75 |  | 14512.5 | [5 empty] | 4 | 20 | 40 | 100 |  | 19350 |  | 774 | Max |  |  |  |  | 6 | 30 | 60 | 150 |  | 29025 | [8 empty] | 7.3 | 36 | 73 | 182 |  | 71746.5172 | [7 empty] | 7.3 | 36 | 73 | 182 |  | 93791.1728 | [7 empty] | 18.25 | 91 | 182 | 456 |  | 241499.6461 | [6 empty] | 0 | 0 | 0 |  | 0 | [20 empty] | Overall | 858.5611 | [11 empty] | Overall | 858.5611 | [11 empty] | Overall | 858.5611 | [11 empty] | Overall | 858.5611 | [11 empty] | Overall | 858.5611 | [11 empty] | Overall | 2575.6833 | [16 empty] | 3 times the fill
|  | 2 | 10 | 20 | 50 |  | 9675 | [5 empty] | 3 | 15 | 30 | 75 |  | 14512.5 |  | 580.5 | [5 empty] | 4 | 20 | 40 | 100 |  | 19350 | [8 empty] | 6 | 30 | 60 | 150 |  | 59131.745 | [7 empty] | 6 | 30 | 60 | 150 |  | 77300.4171 | [7 empty] | 12.167 | 60 | 121 | 304 |  | 160999.764 | [5 empty] | 18.25 | 91 | 182 | 456 |  | 273233.9015 |  | 10935.348 | [5 empty] | Overall | 858.5611 | [91 empty] | 2575.6833
|  | 1.5208 | 7 | 15 | 38 |  | 7353 | [5 empty] | 2 | 10 | 20 | 50 |  | 9675 |  | 387 | [5 empty] | 3 | 15 | 30 | 75 |  | 14512.5 | [8 empty] | 4 | 20 | 40 | 100 |  | 39421.1633 | [7 empty] | 4 | 20 | 40 | 100 |  | 51533.6114 | [7 empty] | 9.125 | 45 | 91 | 228 |  | 120749.823 | [5 empty] | 12.167 | 60 | 121 | 304 |  | 182155.9343 |  | 7290.4318 |  | Max
|  | 1 | 5 | 10 | 25 |  | 4837.5 | [5 empty] | 1.5208 | 7 | 15 | 38 |  | 7353 |  | 294.2812 | [5 empty] | 2 | 10 | 20 | 50 |  | 9675 | [8 empty] | 3 | 15 | 30 | 75 |  | 29565.8725 | [7 empty] | 3 | 15 | 30 | 75 |  | 38650.2086 | [7 empty] | 7.3 | 36 | 73 | 182 |  | 96388.0166 | [5 empty] | 9.125 | 45 | 91 | 228 |  | 136616.9507 |  | 5467.674
|  | 0.5 | 2 | 5 | 12 |  | 2322 | [5 empty] | 1 | 5 | 10 | 25 |  | 4837.5 |  | 193.5 | [5 empty] | 1.5208 | 7 | 15 | 38 |  | 7353 | [8 empty] | 2 | 10 | 20 | 50 |  | 19710.5817 | [7 empty] | 2 | 10 | 20 | 50 |  | 25766.8057 | [7 empty] | 6 | 30 | 60 | 150 |  | 79440.673 | [5 empty] | 7.3 | 36 | 73 | 182 |  | 109053.8817 |  | 4374.1392 | [97 empty] | Maintance and Inspection
|  | 0.33333 | 1 | 3 | 8 |  | 1548 | [5 empty] | 0.5 | 2 | 5 | 12 |  | 2322 |  | 96.75 | Min |  |  |  |  | 1 | 5 | 10 | 25 |  | 4837.5 | [8 empty] | 1.5208 | 7 | 15 | 38 |  | 14980.0421 | [7 empty] | 1.5208 | 7 | 15 | 38 |  | 19582.7723 | [7 empty] | 4.0556 | 20 | 40 | 101 |  | 53490.0532 | [5 empty] | 6.0833 | 30 | 60 | 152 |  | 91077.9672 |  | 3645.116 | [97 empty] | Once per year
[66 empty] | 2.0278 | 15 | 30 | 75 |  | 39720.3365 | [5 empty] | 3 | 15 | 30 | 75 |  | 44939.7864 |  | 1797.5915 |  | Min | [96 empty] | Item | Unit | Ref | Ref (2021) | Cost (£)
[102 empty] | Maintance and Inspection | [12 empty] | Maintance and Inspection | [67 empty] | Grid Electricity | 1 | 40 | 40 | 40
|  | Maintance and Inspection | [10 empty] | Maintance and Inspection | [12 empty] | Maintance and Inspection | [13 empty] | Maintance and Inspection | [12 empty] | Maintance and Inspection | [12 empty] | Maintance and Inspection | [10 empty] | Maintance and Inspection | [11 empty] | Maintance and Inspection | [12 empty] | Once per year | [12 empty] | Once per year | [12 empty] | Maintance and Inspection | [12 empty] | Maintance and Inspection | [12 empty] | Maintance and Inspection | [12 empty] | Maintance and Inspection | [15 empty] | Operator time | 28 | 35.125 | 35.125 | 983.5002
|  | Once per year | [10 empty] | Once per year | [12 empty] | Once per year | [13 empty] | Once per year | [12 empty] | Once per year | [12 empty] | Once per year | [10 empty] | Once per year | [11 empty] | Once per year | [13 empty] | Item | Unit | Ref | Ref (2021) | Cost (£) | [8 empty] | Item | Unit | Ref | Ref (2021) | Cost (£) | [7 empty] | Once per year | [12 empty] | Once per year | [12 empty] | Once per year | [12 empty] | Once per year | [18 empty] | Operation | 1023.5002
|  |  | Item | Unit | Ref | Ref (2021) | Cost (£) | [6 empty] | Item | Unit | Ref | Ref (2021) | Cost (£) | [8 empty] | Item | Unit | Ref | Ref (2021) | Cost (£) | [9 empty] | Item | Unit | Ref | Ref (2021) | Cost (£) | [8 empty] | Item | Unit | Ref | Ref (2021) | Cost (£) | [8 empty] | Item | Unit | Ref | Ref (2021) | Cost (£) | [6 empty] | Item | Unit | Ref | Ref (2021) | Cost (£) | [7 empty] | Item | Unit | Ref | Ref (2021) | Cost (£) | [8 empty] | Grid Electricity | 1 | 40 | 40 | 40 | [8 empty] | Grid Electricity | 1 | 40 | 40 | 40 | [8 empty] | Item | Unit | Ref | Ref (2021) | Cost (£) | [8 empty] | Item | Unit | Ref | Ref (2021) | Cost (£) | [8 empty] | Item | Unit | Ref | Ref (2021) | Cost (£) | [8 empty] | Item | Unit | Ref | Ref (2021) | Cost (£)
|  |  | Grid Electricity | 1 | 40 | 40 | 40 | [6 empty] | Grid Electricity | 1 | 40 | 40 | 40 | [8 empty] | Grid Electricity | 1 | 40 | 40 | 40 | [9 empty] | Grid Electricity | 1 | 40 | 40 | 40 | [8 empty] | Grid Electricity | 1 | 40 | 40 | 40 | [8 empty] | Grid Electricity | 1 | 40 | 40 | 40 | [6 empty] | Grid Electricity | 1 | 40 | 40 | 40 | [7 empty] | Grid Electricity | 1 | 40 | 40 | 40 | [8 empty] | Operator time | 28 | 35.125 | 35.125 | 983.5002 | [8 empty] | Operator time | 28 | 35.125 | 35.125 | 983.5002 | [8 empty] | Grid Electricity | 1 | 40 | 40 | 40 | [8 empty] | Grid Electricity | 1 | 40 | 40 | 40 | [8 empty] | Grid Electricity | 1 | 40 | 40 | 40 | [8 empty] | Grid Electricity | 1 | 40 | 40 | 40 | [9 empty] | Blower Maintance
|  |  | Operator time | 28 | 35.125 | 35.125 | 983.5002 | [6 empty] | Operator time | 28 | 35.125 | 35.125 | 983.5002 | [8 empty] | Operator time | 28 | 35.125 | 35.125 | 983.5002 | [9 empty] | Operator time | 28 | 35.125 | 35.125 | 983.5002 | [8 empty] | Operator time | 28 | 35.125 | 35.125 | 983.5002 | [8 empty] | Operator time | 28 | 35.125 | 35.125 | 983.5002 | [6 empty] | Operator time | 28 | 35.125 | 35.125 | 983.5002 | [7 empty] | Operator time | 28 | 35.125 | 35.125 | 983.5002 | [11 empty] | Operation | 1023.5002 | [11 empty] | Operation | 1023.5002 | [8 empty] | Operator time | 28 | 35.125 | 35.125 | 983.5002 | [8 empty] | Operator time | 28 | 35.125 | 35.125 | 983.5002 | [8 empty] | Operator time | 28 | 35.125 | 35.125 | 983.5002 | [8 empty] | Operator time | 28 | 35.125 | 35.125 | 983.5002 | [10 empty] | Parts | 2 | 293.9333 |  | 587.8667
[6 empty] | Operation | 1023.5002 | [9 empty] | Operation | 1023.5002 | [11 empty] | Operation | 1023.5002 | [12 empty] | Operation | 1023.5002 | [11 empty] | Operation | 1023.5002 | [11 empty] | Operation | 1023.5002 | [9 empty] | Operation | 1023.5002 | [10 empty] | Operation | 1023.5002 | [37 empty] | Operation | 1023.5002 | [11 empty] | Operation | 1023.5002 | [11 empty] | Operation | 1023.5002 | [11 empty] | Operation | 1023.5002 | [10 empty] | Labour | 2 | 58.7761 |  | 117.5521
[102 empty] | Blower Maintance | [12 empty] | Blower Maintance | [71 empty] | 705.4188
|  | Blower Maintance | [10 empty] | Blower Maintance | [12 empty] | Blower Maintance | [13 empty] | Blower Maintance | [12 empty] | Blower Maintance | [12 empty] | Blower Maintance | [10 empty] | Blower Maintance | [11 empty] | Blower Maintance | [13 empty] | Parts | 1 | 293.9333 |  | 293.9333 | [8 empty] | Parts | 1 | 293.9333 |  | 293.9333 | [7 empty] | Blower Maintance | [12 empty] | Blower Maintance | [12 empty] | Blower Maintance | [12 empty] | Blower Maintance
|  |  | Parts | 1 | 50.4 |  | 50.4 | [6 empty] | Parts | 1 | 50.4 |  | 50.4 | [8 empty] | Parts | 1 | 73.2 |  | 73.2 | [9 empty] | Parts | 1 | 293.9333 |  | 293.9333 | [8 empty] | Parts | 1 | 293.9333 |  | 293.9333 | [8 empty] | Parts | 1 | 293.9333 |  | 293.9333 | [6 empty] | Parts | 1 | 293.9333 |  | 293.9333 | [7 empty] | Parts | 1 | 293.9333 |  | 293.9333 | [8 empty] | Labour | 1 | 58.7761 |  | 58.7761 | [8 empty] | Labour | 1 | 58.7761 |  | 58.7761 | [8 empty] | Parts | 1 | 293.9333 |  | 293.9333 | [8 empty] | Parts | 1 | 293.9333 |  | 293.9333 | [8 empty] | Parts | 1 | 293.9333 |  | 293.9333 | [8 empty] | Parts | 1 | 293.9333 |  | 293.9333
|  |  | Labour | 1 | 28.2125 |  | 28.2125 | [6 empty] | Labour | 1 | 28.2125 |  | 28.2125 | [8 empty] | Labour | 1 | 28.2125 |  | 28.2125 | [9 empty] | Labour | 1 | 58.7761 |  | 58.7761 | [8 empty] | Labour | 1 | 58.7761 |  | 58.7761 | [8 empty] | Labour | 1 | 58.7761 |  | 58.7761 | [6 empty] | Labour | 1 | 58.7761 |  | 58.7761 | [7 empty] | Labour | 1 | 58.7761 |  | 58.7761 | [12 empty] | 352.7094 | [12 empty] | 352.7094 | [8 empty] | Labour | 1 | 58.7761 |  | 58.7761 | [8 empty] | Labour | 1 | 58.7761 |  | 58.7761 | [8 empty] | Labour | 1 | 58.7761 |  | 58.7761 | [8 empty] | Labour | 1 | 58.7761 |  | 58.7761
[7 empty] | 78.6125 | [10 empty] | 78.6125 | [12 empty] | 101.4125 | [13 empty] | 352.7094 | [12 empty] | 352.7094 | [12 empty] | 352.7094 | [10 empty] | 352.7094 | [11 empty] | 352.7094 | [38 empty] | 352.7094 | [12 empty] | 352.7094 | [12 empty] | 352.7094 | [12 empty] | 352.7094 | [10 empty] | Operation Cost |  | 11026.4311
NPV
|  | Discout Rate | Discout Rate | [9 empty] | Discout Rate | Discout Rate | [11 empty] | Discout Rate | Discout Rate | [12 empty] | Discout Rate | Discout Rate | [11 empty] | Discout Rate | Discout Rate | [11 empty] | Discout Rate | Discout Rate | [10 empty] | Discout Rate | Discout Rate | [101 empty] | Discout Rate | Discout Rate
| t | 0 | 0.035 | 0.06 | [7 empty] | t | 0 | 0.035 | 0.06 | [9 empty] | t | 0 | 0.035 | 0.06 | [10 empty] | t | 0 | 0.035 | 0.06 | [9 empty] | t | 0 | 0.035 | 0.06 | [9 empty] | t | 0 | 0.035 | 0.06 | [8 empty] | t | 0 | 0.035 | 0.06 | [8 empty] | t | 0 | 0.035 | 0.06 | [9 empty] | t | 0 | 0.035 | 0.06 | [9 empty] | t | 0 | 0.035 | 0.06 | [9 empty] | t | 0 | 0.035 | 0.06 | [9 empty] | t | 0 | 0.035 | 0.06 | [9 empty] | t | 0 | 0.035 | 0.06 | [9 empty] | t | 0 | 0.035 | 0.06 | [9 empty] | t | 0 | 0.035 | 0.06
| 1 | 1322.4584 | 1277.7375 | 1247.6022 | [7 empty] | 1 | 1362.7269 | 1316.6443 | 1285.5914 | [9 empty] | 1 | 1458.8843 | 1409.5501 | 1376.306 | [10 empty] | 1 | 1988.9326 | 1921.6741 | 1876.3516 | [9 empty] | 1 | 2234.9208 | 2159.3438 | 2108.4159 | [9 empty] | 1 | 2966.0892 | 2865.7867 | 2798.1974 | [8 empty] | 1 | 3695.2555 | 3570.2952 | 3486.0901 | [8 empty] | 1 | 2384.4839 | 2303.8491 | 2249.5131 | [9 empty] | 1 | 2203.9674 | 2129.4371 | 2079.2145 | [9 empty] | 1 | 2875.1097 | 2777.8838 | 2712.3677 | [9 empty] | 1 | 4923.3981 | 4756.9064 | 4644.7152 | [9 empty] | 1 | 5595.4769 | 5406.2579 | 5278.7518 | [9 empty] | 1 | 6267.8679 | 6055.911 | 5913.0829 | [9 empty] | 1 | 9329.7721 | 9014.2726 | 8801.6718 | [9 empty] | 1 | 11026.4311 | 10653.5566 | 10402.2934
| 2 | 1322.4584 | 1234.529 | 1176.9832 | [7 empty] | 2 | 1362.7269 | 1272.1201 | 1212.8221 | [9 empty] | 2 | 1458.8843 | 1361.8841 | 1298.4019 | [10 empty] | 2 | 2383.1443 | 2224.6907 | 2120.9899 | [9 empty] | 2 | 2750.2569 | 2567.3943 | 2447.7189 | [9 empty] | 2 | 2966.0892 | 2768.876 | 2639.8088 | [8 empty] | 2 | 3695.2555 | 3449.5605 | 3288.7642 | [8 empty] | 2 | 2384.4839 | 2225.9412 | 2122.1822 | [9 empty] | 2 | 2203.9674 | 2057.4271 | 1961.5231 | [9 empty] | 2 | 2875.1097 | 2683.9457 | 2558.8374 | [9 empty] | 2 | 4923.3981 | 4596.0448 | 4381.8068 | [9 empty] | 2 | 5595.4769 | 5223.4376 | 4979.9546 | [9 empty] | 2 | 6267.8679 | 5851.1218 | 5578.3801 | [9 empty] | 2 | 9329.7721 | 8709.4421 | 8303.464 | [9 empty] | 2 | 11026.4311 | 10293.2914 | 9813.4844
| 3 | 1322.4584 | 1192.7817 | 1110.3615 | [7 empty] | 3 | 1362.7269 | 1229.1016 | 1144.1718 | [9 empty] | 3 | 1458.8843 | 1315.8301 | 1224.9074 | [10 empty] | 3 | 1988.9326 | 1793.9033 | 1669.9462 | [9 empty] | 3 | 2234.9208 | 2015.7705 | 1876.4826 | [9 empty] | 3 | 2966.0892 | 2675.2425 | 2490.3857 | [8 empty] | 3 | 3695.2555 | 3332.9087 | 3102.6078 | [8 empty] | 3 | 2384.4839 | 2150.6678 | 2002.0586 | [9 empty] | 3 | 2203.9674 | 1987.8523 | 1850.4935 | [9 empty] | 3 | 2875.1097 | 2593.1843 | 2413.9976 | [9 empty] | 3 | 4923.3981 | 4440.623 | 4133.78 | [9 empty] | 3 | 5595.4769 | 5046.7996 | 4698.0703 | [9 empty] | 3 | 6267.8679 | 5653.2578 | 5262.6228 | [9 empty] | 3 | 9329.7721 | 8414.9199 | 7833.4566 | [9 empty] | 3 | 11026.4311 | 9945.2091 | 9258.0041
| 4 | 1322.4584 | 1152.4461 | 1047.5109 | [7 empty] | 4 | 1362.7269 | 1187.5378 | 1079.4073 | [9 empty] | 4 | 1458.8843 | 1271.3334 | 1155.573 | [10 empty] | 4 | 2383.1443 | 2076.7726 | 1887.6735 | [9 empty] | 4 | 2750.2569 | 2396.69 | 2178.4611 | [9 empty] | 4 | 2966.0892 | 2584.7754 | 2349.4205 | [8 empty] | 4 | 3695.2555 | 3220.2017 | 2926.9885 | [8 empty] | 4 | 2384.4839 | 2077.9399 | 1888.7346 | [9 empty] | 4 | 2203.9674 | 1920.6303 | 1745.7486 | [9 empty] | 4 | 2875.1097 | 2505.492 | 2277.3562 | [9 empty] | 4 | 4923.3981 | 4290.457 | 3899.7925 | [9 empty] | 4 | 5595.4769 | 4876.1349 | 4432.1418 | [9 empty] | 4 | 6267.8679 | 5462.0848 | 4964.7385 | [9 empty] | 4 | 9329.7721 | 8130.3574 | 7390.0534 | [9 empty] | 4 | 11026.4311 | 9608.8976 | 8733.9662
| 5 | 1322.4584 | 1113.4745 | 988.2178 | [7 empty] | 5 | 1362.7269 | 1147.3795 | 1018.3088 | [9 empty] | 5 | 1458.8843 | 1228.3415 | 1090.1632 | [10 empty] | 5 | 1988.9326 | 1674.6279 | 1486.2462 | [9 empty] | 5 | 2234.9208 | 1881.7434 | 1670.0629 | [9 empty] | 5 | 2966.0892 | 2497.3675 | 2216.4344 | [8 empty] | 5 | 3695.2555 | 3111.306 | 2761.3099 | [8 empty] | 5 | 2384.4839 | 2007.6714 | 1781.8251 | [9 empty] | 5 | 2203.9674 | 1855.6814 | 1646.9326 | [9 empty] | 5 | 2875.1097 | 2420.7653 | 2148.4493 | [9 empty] | 5 | 4923.3981 | 4145.3691 | 3679.0495 | [9 empty] | 5 | 5595.4769 | 4711.2414 | 4181.2659 | [9 empty] | 5 | 6267.8679 | 5277.3766 | 4683.7155 | [9 empty] | 5 | 9329.7721 | 7855.4178 | 6971.7485 | [9 empty] | 5 | 11026.4311 | 9283.9591 | 8239.5907
| 6 | 1322.4584 | 1075.8207 | 932.281 | [7 empty] | 6 | 1362.7269 | 1108.5792 | 960.6687 | [9 empty] | 6 | 1458.8843 | 1186.8033 | 1028.4559 | [10 empty] | 6 | 2383.1443 | 1938.6894 | 1680.0227 | [9 empty] | 6 | 2750.2569 | 2237.3358 | 1938.8226 | [9 empty] | 6 | 2966.0892 | 2412.9155 | 2090.9759 | [8 empty] | 6 | 3695.2555 | 3006.0927 | 2605.0093 | [8 empty] | 6 | 2384.4839 | 1939.7792 | 1680.967 | [9 empty] | 6 | 2203.9674 | 1792.9289 | 1553.71 | [9 empty] | 6 | 2875.1097 | 2338.9036 | 2026.8389 | [9 empty] | 6 | 4923.3981 | 4005.1875 | 3470.8014 | [9 empty] | 6 | 5595.4769 | 4551.9241 | 3944.5905 | [9 empty] | 6 | 6267.8679 | 5098.9146 | 4418.5996 | [9 empty] | 6 | 9329.7721 | 7589.7756 | 6577.1212 | [9 empty] | 6 | 11026.4311 | 8970.0088 | 7773.1988
| 7 | 1322.4584 | 1039.4403 | 879.5103 | [7 empty] | 7 | 1362.7269 | 1071.091 | 906.2912 | [9 empty] | 7 | 1458.8843 | 1146.6699 | 970.2414 | [10 empty] | 7 | 1988.9326 | 1563.2831 | 1322.7538 | [9 empty] | 7 | 2234.9208 | 1756.6276 | 1486.35 | [9 empty] | 7 | 2966.0892 | 2331.3193 | 1972.6187 | [8 empty] | 7 | 3695.2555 | 2904.4374 | 2457.556 | [8 empty] | 7 | 2384.4839 | 1874.1828 | 1585.818 | [9 empty] | 7 | 2203.9674 | 1732.2985 | 1465.7642 | [9 empty] | 7 | 2875.1097 | 2259.8103 | 1912.1122 | [9 empty] | 7 | 4923.3981 | 3869.7464 | 3274.3409 | [9 empty] | 7 | 5595.4769 | 4397.9943 | 3721.3117 | [9 empty] | 7 | 6267.8679 | 4926.4875 | 4168.4902 | [9 empty] | 7 | 9329.7721 | 7333.1165 | 6204.8313 | [9 empty] | 7 | 11026.4311 | 8666.6751 | 7333.2064
| 8 | 1322.4584 | 1004.2902 | 829.7267 | [7 empty] | 8 | 1362.7269 | 1034.8706 | 854.9917 | [9 empty] | 8 | 1458.8843 | 1107.8936 | 915.3221 | [10 empty] | 8 | 2383.1443 | 1809.7873 | 1495.2142 | [9 empty] | 8 | 2750.2569 | 2088.5769 | 1725.5452 | [9 empty] | 8 | 2966.0892 | 2252.4824 | 1860.9611 | [8 empty] | 8 | 3695.2555 | 2806.2197 | 2318.449 | [8 empty] | 8 | 2384.4839 | 1810.8046 | 1496.0547 | [9 empty] | 8 | 2203.9674 | 1673.7183 | 1382.7964 | [9 empty] | 8 | 2875.1097 | 2183.3916 | 1803.8794 | [9 empty] | 8 | 4923.3981 | 3738.8854 | 3089.0009 | [9 empty] | 8 | 5595.4769 | 4249.2699 | 3510.6715 | [9 empty] | 8 | 6267.8679 | 4759.8913 | 3932.5379 | [9 empty] | 8 | 9329.7721 | 7085.1368 | 5853.6144 | [9 empty] | 8 | 11026.4311 | 8373.5992 | 6918.1193
| 9 | 1322.4584 | 970.3287 | 782.7611 | [7 empty] | 9 | 1362.7269 | 999.8749 | 806.596 | [9 empty] | 9 | 1458.8843 | 1070.4286 | 863.5114 | [10 empty] | 9 | 1988.9326 | 1459.3415 | 1177.2462 | [9 empty] | 9 | 2234.9208 | 1639.8306 | 1322.8462 | [9 empty] | 9 | 2966.0892 | 2176.3115 | 1755.6237 | [8 empty] | 9 | 3695.2555 | 2711.3234 | 2187.2161 | [8 empty] | 9 | 2384.4839 | 1749.5697 | 1411.3723 | [9 empty] | 9 | 2203.9674 | 1617.1191 | 1304.5249 | [9 empty] | 9 | 2875.1097 | 2109.5571 | 1701.773 | [9 empty] | 9 | 4923.3981 | 3612.4497 | 2914.1518 | [9 empty] | 9 | 5595.4769 | 4105.5747 | 3311.9542 | [9 empty] | 9 | 6267.8679 | 4598.9288 | 3709.9414 | [9 empty] | 9 | 9329.7721 | 6845.5428 | 5522.2778 | [9 empty] | 9 | 11026.4311 | 8090.434 | 6526.5276
| 10 | 1322.4584 | 937.5156 | 738.4538 | [7 empty] | 10 | 1362.7269 | 966.0627 | 760.9396 | [9 empty] | 10 | 1458.8843 | 1034.2305 | 814.6334 | [10 empty] | 10 | 2383.1443 | 1689.4558 | 1330.7353 | [9 empty] | 10 | 2750.2569 | 1949.7089 | 1535.7291 | [9 empty] | 10 | 2966.0892 | 2102.7165 | 1656.2487 | [8 empty] | 10 | 3695.2555 | 2619.6361 | 2063.4114 | [8 empty] | 10 | 2384.4839 | 1690.4055 | 1331.4833 | [9 empty] | 10 | 2203.9674 | 1562.434 | 1230.6839 | [9 empty] | 10 | 2875.1097 | 2038.2194 | 1605.4463 | [9 empty] | 10 | 4923.3981 | 3490.2896 | 2749.1998 | [9 empty] | 10 | 5595.4769 | 3966.7389 | 3124.4851 | [9 empty] | 10 | 6267.8679 | 4443.4095 | 3499.9447 | [9 empty] | 10 | 9329.7721 | 6614.051 | 5209.696 | [9 empty] | 10 | 11026.4311 | 7816.8444 | 6157.1015
| 11 | 1322.4584 | 905.8122 | 696.6546 | [7 empty] | 11 | 1362.7269 | 933.3939 | 717.8675 | [9 empty] | 11 | 1458.8843 | 999.2566 | 768.5221 | [10 empty] | 11 | 1988.9326 | 1362.3109 | 1047.7449 | [9 empty] | 11 | 2234.9208 | 1530.7994 | 1177.3284 | [9 empty] | 11 | 2966.0892 | 2031.6101 | 1562.4988 | [8 empty] | 11 | 3695.2555 | 2531.0494 | 1946.6145 | [8 empty] | 11 | 2384.4839 | 1633.242 | 1256.1164 | [9 empty] | 11 | 2203.9674 | 1509.598 | 1161.0225 | [9 empty] | 11 | 2875.1097 | 1969.2941 | 1514.5719 | [9 empty] | 11 | 4923.3981 | 3372.2604 | 2593.5847 | [9 empty] | 11 | 5595.4769 | 3832.5979 | 2947.6275 | [9 empty] | 11 | 6267.8679 | 4293.1493 | 3301.8346 | [9 empty] | 11 | 9329.7721 | 6390.3874 | 4914.8076 | [9 empty] | 11 | 11026.4311 | 7552.5067 | 5808.5863
| 12 | 1322.4584 | 875.1809 | 657.2213 | [7 empty] | 12 | 1362.7269 | 901.8299 | 677.2335 | [9 empty] | 12 | 1458.8843 | 965.4653 | 725.0208 | [10 empty] | 12 | 2383.1443 | 1577.1251 | 1184.3497 | [9 empty] | 12 | 2750.2569 | 1820.0741 | 1366.7934 | [9 empty] | 12 | 2966.0892 | 1962.9083 | 1474.0555 | [8 empty] | 12 | 3695.2555 | 2445.4584 | 1836.4288 | [8 empty] | 12 | 2384.4839 | 1578.0116 | 1185.0154 | [9 empty] | 12 | 2203.9674 | 1458.5488 | 1095.3043 | [9 empty] | 12 | 2875.1097 | 1902.6996 | 1428.8415 | [9 empty] | 12 | 4923.3981 | 3258.2226 | 2446.778 | [9 empty] | 12 | 5595.4769 | 3702.9932 | 2780.7806 | [9 empty] | 12 | 6267.8679 | 4147.9703 | 3114.9383 | [9 empty] | 12 | 9329.7721 | 6174.2874 | 4636.6109 | [9 empty] | 12 | 11026.4311 | 7297.1079 | 5479.7984
| 13 | 1322.4584 | 845.5854 | 620.0201 | [7 empty] | 13 | 1362.7269 | 871.3332 | 638.8995 | [9 empty] | 13 | 1458.8843 | 932.8167 | 683.9819 | [10 empty] | 13 | 1988.9326 | 1271.7318 | 932.4892 | [9 empty] | 13 | 2234.9208 | 1429.0177 | 1047.8181 | [9 empty] | 13 | 2966.0892 | 1896.5298 | 1390.6184 | [8 empty] | 13 | 3695.2555 | 2362.7617 | 1732.48 | [8 empty] | 13 | 2384.4839 | 1524.6489 | 1117.9391 | [9 empty] | 13 | 2203.9674 | 1409.2259 | 1033.3059 | [9 empty] | 13 | 2875.1097 | 1838.3571 | 1347.9636 | [9 empty] | 13 | 4923.3981 | 3148.0412 | 2308.2812 | [9 empty] | 13 | 5595.4769 | 3577.7712 | 2623.3779 | [9 empty] | 13 | 6267.8679 | 4007.7008 | 2938.6211 | [9 empty] | 13 | 9329.7721 | 5965.495 | 4374.1612 | [9 empty] | 13 | 11026.4311 | 7050.3458 | 5169.6212
| 14 | 1322.4584 | 816.9907 | 584.9246 | [7 empty] | 14 | 1362.7269 | 841.8679 | 602.7354 | [9 empty] | 14 | 1458.8843 | 901.2722 | 645.2659 | [10 empty] | 14 | 2383.1443 | 1472.2631 | 1054.067 | [9 empty] | 14 | 2750.2569 | 1699.0587 | 1216.4413 | [9 empty] | 14 | 2966.0892 | 1832.3959 | 1311.9041 | [8 empty] | 14 | 3695.2555 | 2282.8616 | 1634.4151 | [8 empty] | 14 | 2384.4839 | 1473.0907 | 1054.6595 | [9 empty] | 14 | 2203.9674 | 1361.5709 | 974.8169 | [9 empty] | 14 | 2875.1097 | 1776.1904 | 1271.6638 | [9 empty] | 14 | 4923.3981 | 3041.5857 | 2177.6237 | [9 empty] | 14 | 5595.4769 | 3456.7838 | 2474.8848 | [9 empty] | 14 | 6267.8679 | 3872.1747 | 2772.284 | [9 empty] | 14 | 9329.7721 | 5763.7633 | 4126.5672 | [9 empty] | 14 | 11026.4311 | 6811.9283 | 4877.0011
| 15 | 1322.4584 | 789.363 | 551.8157 | [7 empty] | 15 | 1362.7269 | 813.3989 | 568.6183 | [9 empty] | 15 | 1458.8843 | 870.7944 | 608.7415 | [10 empty] | 15 | 1988.9326 | 1187.1752 | 829.9121 | [9 empty] | 15 | 2234.9208 | 1334.0033 | 932.5544 | [9 empty] | 15 | 2966.0892 | 1770.4308 | 1237.6454 | [8 empty] | 15 | 3695.2555 | 2205.6633 | 1541.901 | [8 empty] | 15 | 2384.4839 | 1423.2761 | 994.9618 | [9 empty] | 15 | 2203.9674 | 1315.5275 | 919.6386 | [9 empty] | 15 | 2875.1097 | 1716.126 | 1199.6828 | [9 empty] | 15 | 4923.3981 | 2938.7301 | 2054.362 | [9 empty] | 15 | 5595.4769 | 3339.8877 | 2334.797 | [9 empty] | 15 | 6267.8679 | 3741.2316 | 2615.3623 | [9 empty] | 15 | 9329.7721 | 5568.8534 | 3892.9879 | [9 empty] | 15 | 11026.4311 | 6581.5733 | 4600.9444
| 16 | 1322.4584 | 762.6696 | 520.5808 | [7 empty] | 16 | 1362.7269 | 785.8927 | 536.4324 | [9 empty] | 16 | 1458.8843 | 841.3472 | 574.2844 | [10 empty] | 16 | 2383.1443 | 1374.3734 | 938.1159 | [9 empty] | 16 | 2750.2569 | 1586.0894 | 1082.6284 | [9 empty] | 16 | 2966.0892 | 1710.5612 | 1167.59 | [8 empty] | 16 | 3695.2555 | 2131.0757 | 1454.6236 | [8 empty] | 16 | 2384.4839 | 1375.1459 | 938.6432 | [9 empty] | 16 | 2203.9674 | 1271.041 | 867.5836 | [9 empty] | 16 | 2875.1097 | 1658.0928 | 1131.7763 | [9 empty] | 16 | 4923.3981 | 2839.3528 | 1938.0774 | [9 empty] | 16 | 5595.4769 | 3226.9446 | 2202.6387 | [9 empty] | 16 | 6267.8679 | 3614.7165 | 2467.3229 | [9 empty] | 16 | 9329.7721 | 5380.5347 | 3672.6301 | [9 empty] | 16 | 11026.4311 | 6359.008 | 4340.5136
| 17 | 1322.4584 | 736.8788 | 491.114 | [7 empty] | 17 | 1362.7269 | 759.3166 | 506.0683 | [9 empty] | 17 | 1458.8843 | 812.8959 | 541.7777 | [10 empty] | 17 | 1988.9326 | 1108.2408 | 738.6188 | [9 empty] | 17 | 2234.9208 | 1245.3063 | 829.9701 | [9 empty] | 17 | 2966.0892 | 1652.7161 | 1101.5 | [8 empty] | 17 | 3695.2555 | 2059.0103 | 1372.2864 | [8 empty] | 17 | 2384.4839 | 1328.6434 | 885.5125 | [9 empty] | 17 | 2203.9674 | 1228.059 | 818.4751 | [9 empty] | 17 | 2875.1097 | 1602.022 | 1067.7135 | [9 empty] | 17 | 4923.3981 | 2743.336 | 1828.3749 | [9 empty] | 17 | 5595.4769 | 3117.8209 | 2077.961 | [9 empty] | 17 | 6267.8679 | 3492.4797 | 2327.6631 | [9 empty] | 17 | 9329.7721 | 5198.5843 | 3464.7454 | [9 empty] | 17 | 11026.4311 | 6143.9691 | 4094.8242
| 18 | 1322.4584 | 711.9602 | 463.3151 | [7 empty] | 18 | 1362.7269 | 733.6392 | 477.4229 | [9 empty] | 18 | 1458.8843 | 785.4066 | 511.1111 | [10 empty] | 18 | 2383.1443 | 1282.9923 | 834.9198 | [9 empty] | 18 | 2750.2569 | 1480.6315 | 963.5354 | [9 empty] | 18 | 2966.0892 | 1596.8272 | 1039.1509 | [8 empty] | 18 | 3695.2555 | 1989.382 | 1294.6098 | [8 empty] | 18 | 2384.4839 | 1283.7135 | 835.3891 | [9 empty] | 18 | 2203.9674 | 1186.5304 | 772.1463 | [9 empty] | 18 | 2875.1097 | 1547.8474 | 1007.2768 | [9 empty] | 18 | 4923.3981 | 2650.5662 | 1724.882 | [9 empty] | 18 | 5595.4769 | 3012.3873 | 1960.3406 | [9 empty] | 18 | 6267.8679 | 3374.3765 | 2195.9086 | [9 empty] | 18 | 9329.7721 | 5022.7867 | 3268.6277 | [9 empty] | 18 | 11026.4311 | 5936.202 | 3863.0417
| 19 | 1322.4584 | 687.8842 | 437.0897 | [7 empty] | 19 | 1362.7269 | 708.8302 | 450.399 | [9 empty] | 19 | 1458.8843 | 758.847 | 482.1802 | [10 empty] | 19 | 1988.9326 | 1034.5546 | 657.3681 | [9 empty] | 19 | 2234.9208 | 1162.5068 | 738.6704 | [9 empty] | 19 | 2966.0892 | 1542.8282 | 980.3311 | [8 empty] | 19 | 3695.2555 | 1922.1082 | 1221.33 | [8 empty] | 19 | 2384.4839 | 1240.3029 | 788.1029 | [9 empty] | 19 | 2203.9674 | 1146.4062 | 728.4399 | [9 empty] | 19 | 2875.1097 | 1495.5047 | 950.2612 | [9 empty] | 19 | 4923.3981 | 2560.9335 | 1627.2471 | [9 empty] | 19 | 5595.4769 | 2910.5192 | 1849.3779 | [9 empty] | 19 | 6267.8679 | 3260.2672 | 2071.6119 | [9 empty] | 19 | 9329.7721 | 4852.9341 | 3083.6111 | [9 empty] | 19 | 11026.4311 | 5735.4609 | 3644.3789
| 20 | 1322.4584 | 664.6225 | 412.3488 | [7 empty] | 20 | 1362.7269 | 684.8601 | 424.9047 | [9 empty] | 20 | 1458.8843 | 733.1855 | 454.887 | [10 empty] | 20 | 2383.1443 | 1197.687 | 743.0757 | [9 empty] | 20 | 2750.2569 | 1382.1853 | 857.5431 | [9 empty] | 20 | 2966.0892 | 1490.6553 | 924.8406 | [8 empty] | 20 | 3695.2555 | 1857.1093 | 1152.1981 | [8 empty] | 20 | 2384.4839 | 1198.3602 | 743.4933 | [9 empty] | 20 | 2203.9674 | 1107.6388 | 687.2075 | [9 empty] | 20 | 2875.1097 | 1444.9321 | 896.4728 | [9 empty] | 20 | 4923.3981 | 2474.3319 | 1535.1388 | [9 empty] | 20 | 5595.4769 | 2812.0958 | 1744.6962 | [9 empty] | 20 | 6267.8679 | 3150.0166 | 1954.3508 | [9 empty] | 20 | 9329.7721 | 4688.8252 | 2909.067 | [9 empty] | 20 | 11026.4311 | 5541.5081 | 3438.0933
| 21 | 1322.4584 | 642.1473 | 389.0083 | [7 empty] | 21 | 1362.7269 | 661.7005 | 400.8535 | [9 empty] | 21 | 1458.8843 | 708.3918 | 429.1387 | [10 empty] | 21 | 1988.9326 | 965.7678 | 585.0553 | [9 empty] | 21 | 2234.9208 | 1085.2125 | 657.414 | [9 empty] | 21 | 2966.0892 | 1440.2466 | 872.4912 | [8 empty] | 21 | 3695.2555 | 1794.3085 | 1086.9794 | [8 empty] | 21 | 2384.4839 | 1157.836 | 701.4088 | [9 empty] | 21 | 2203.9674 | 1070.1824 | 648.3089 | [9 empty] | 21 | 2875.1097 | 1396.0696 | 845.7291 | [9 empty] | 21 | 4923.3981 | 2390.6589 | 1448.2442 | [9 empty] | 21 | 5595.4769 | 2717.0008 | 1645.9398 | [9 empty] | 21 | 6267.8679 | 3043.4943 | 1843.7272 | [9 empty] | 21 | 9329.7721 | 4530.2659 | 2744.4029 | [9 empty] | 21 | 11026.4311 | 5354.1141 | 3243.4843
| 22 | 1322.4584 | 620.4322 | 366.9889 | [7 empty] | 22 | 1362.7269 | 639.3242 | 378.1637 | [9 empty] | 22 | 1458.8843 | 684.4365 | 404.8478 | [10 empty] | 22 | 2383.1443 | 1118.0536 | 661.3347 | [9 empty] | 22 | 2750.2569 | 1290.2848 | 763.2103 | [9 empty] | 22 | 2966.0892 | 1391.5426 | 823.1049 | [8 empty] | 22 | 3695.2555 | 1733.6314 | 1025.4522 | [8 empty] | 22 | 2384.4839 | 1118.6821 | 661.7064 | [9 empty] | 22 | 2203.9674 | 1033.9927 | 611.6122 | [9 empty] | 22 | 2875.1097 | 1348.8595 | 797.8576 | [9 empty] | 22 | 4923.3981 | 2309.8153 | 1366.2681 | [9 empty] | 22 | 5595.4769 | 2625.1215 | 1552.7734 | [9 empty] | 22 | 6267.8679 | 2940.5742 | 1739.3653 | [9 empty] | 22 | 9329.7721 | 4377.0685 | 2589.0593 | [9 empty] | 22 | 11026.4311 | 5173.0571 | 3059.8908
| 23 | 1322.4584 | 599.4514 | 346.216 | [7 empty] | 23 | 1362.7269 | 617.7045 | 356.7582 | [9 empty] | 23 | 1458.8843 | 661.2913 | 381.9319 | [10 empty] | 23 | 1988.9326 | 901.5546 | 520.6971 | [9 empty] | 23 | 2234.9208 | 1013.0575 | 585.0962 | [9 empty] | 23 | 2966.0892 | 1344.4856 | 776.514 | [8 empty] | 23 | 3695.2555 | 1675.0062 | 967.4078 | [8 empty] | 23 | 2384.4839 | 1080.8523 | 624.2513 | [9 empty] | 23 | 2203.9674 | 999.0268 | 576.9926 | [9 empty] | 23 | 2875.1097 | 1303.2459 | 752.6959 | [9 empty] | 23 | 4923.3981 | 2231.7056 | 1288.9321 | [9 empty] | 23 | 5595.4769 | 2536.3493 | 1464.8805 | [9 empty] | 23 | 6267.8679 | 2841.1345 | 1640.9107 | [9 empty] | 23 | 9329.7721 | 4229.0517 | 2442.5088 | [9 empty] | 23 | 11026.4311 | 4998.1228 | 2886.6895
| 24 | 1322.4584 | 579.1801 | 326.6188 | [7 empty] | 24 | 1362.7269 | 596.816 | 336.5643 | [9 empty] | 24 | 1458.8843 | 638.9288 | 360.3131 | [10 empty] | 24 | 2383.1443 | 1043.715 | 588.5855 | [9 empty] | 24 | 2750.2569 | 1204.4946 | 679.2545 | [9 empty] | 24 | 2966.0892 | 1299.0199 | 732.5604 | [8 empty] | 24 | 3695.2555 | 1618.3635 | 912.6488 | [8 empty] | 24 | 2384.4839 | 1044.3017 | 588.9164 | [9 empty] | 24 | 2203.9674 | 965.2432 | 544.3327 | [9 empty] | 24 | 2875.1097 | 1259.1748 | 710.0904 | [9 empty] | 24 | 4923.3981 | 2156.2373 | 1215.9737 | [9 empty] | 24 | 5595.4769 | 2450.579 | 1381.9628 | [9 empty] | 24 | 6267.8679 | 2745.0575 | 1548.0289 | [9 empty] | 24 | 9329.7721 | 4086.0403 | 2304.2536 | [9 empty] | 24 | 11026.4311 | 4829.1041 | 2723.2919
| 25 | 1322.4584 | 559.5943 | 308.131 | [7 empty] | 25 | 1362.7269 | 576.6338 | 317.5135 | [9 empty] | 25 | 1458.8843 | 617.3225 | 339.918 | [10 empty] | 25 | 1988.9326 | 841.6109 | 463.4186 | [9 empty] | 25 | 2234.9208 | 945.7 | 520.7335 | [9 empty] | 25 | 2966.0892 | 1255.0917 | 691.0947 | [8 empty] | 25 | 3695.2555 | 1563.6362 | 860.9895 | [8 empty] | 25 | 2384.4839 | 1008.9872 | 555.5815 | [9 empty] | 25 | 2203.9674 | 932.6022 | 513.5214 | [9 empty] | 25 | 2875.1097 | 1216.594 | 669.8966 | [9 empty] | 25 | 4923.3981 | 2083.3211 | 1147.145 | [9 empty] | 25 | 5595.4769 | 2367.7092 | 1303.7385 | [9 empty] | 25 | 6267.8679 | 2652.2294 | 1460.4046 | [9 empty] | 25 | 9329.7721 | 3947.865 | 2173.8241 | [9 empty] | 25 | 11026.4311 | 4665.8011 | 2569.1433
| 26 | 1322.4584 | 540.6708 | 290.6896 | [7 empty] | 26 | 1362.7269 | 557.1341 | 299.541 | [9 empty] | 26 | 1458.8843 | 596.4469 | 320.6774 | [10 empty] | 26 | 2383.1443 | 974.3192 | 523.839 | [9 empty] | 26 | 2750.2569 | 1124.4086 | 604.5341 | [9 empty] | 26 | 2966.0892 | 1212.649 | 651.9762 | [8 empty] | 26 | 3695.2555 | 1510.7597 | 812.2542 | [8 empty] | 26 | 2384.4839 | 974.8668 | 524.1335 | [9 empty] | 26 | 2203.9674 | 901.0649 | 484.4541 | [9 empty] | 26 | 2875.1097 | 1175.4532 | 631.978 | [9 empty] | 26 | 4923.3981 | 2012.8706 | 1082.2123 | [9 empty] | 26 | 5595.4769 | 2287.6418 | 1229.9419 | [9 empty] | 26 | 6267.8679 | 2562.5405 | 1377.7402 | [9 empty] | 26 | 9329.7721 | 3814.3623 | 2050.7775 | [9 empty] | 26 | 11026.4311 | 4508.0204 | 2423.7201
| 27 | 1322.4584 | 522.3872 | 274.2355 | [7 empty] | 27 | 1362.7269 | 538.2938 | 282.5859 | [9 empty] | 27 | 1458.8843 | 576.2772 | 302.5259 | [10 empty] | 27 | 1988.9326 | 785.6527 | 412.4409 | [9 empty] | 27 | 2234.9208 | 882.8211 | 463.451 | [9 empty] | 27 | 2966.0892 | 1171.6416 | 615.0718 | [8 empty] | 27 | 3695.2555 | 1459.6712 | 766.2776 | [8 empty] | 27 | 2384.4839 | 941.9003 | 494.4655 | [9 empty] | 27 | 2203.9674 | 870.5941 | 457.0322 | [9 empty] | 27 | 2875.1097 | 1135.7035 | 596.2056 | [9 empty] | 27 | 4923.3981 | 1944.8025 | 1020.955 | [9 empty] | 27 | 5595.4769 | 2210.2819 | 1160.3226 | [9 empty] | 27 | 6267.8679 | 2475.8846 | 1299.7549 | [9 empty] | 27 | 9329.7721 | 3685.3742 | 1934.6957 | [9 empty] | 27 | 11026.4311 | 4355.5753 | 2286.5284
| 28 | 1322.4584 | 504.722 | 258.7127 | [7 empty] | 28 | 1362.7269 | 520.0906 | 266.5905 | [9 empty] | 28 | 1458.8843 | 556.7895 | 285.4017 | [10 empty] | 28 | 2383.1443 | 909.5374 | 466.2149 | [9 empty] | 28 | 2750.2569 | 1049.6475 | 538.0332 | [9 empty] | 28 | 2966.0892 | 1132.0208 | 580.2565 | [8 empty] | 28 | 3695.2555 | 1410.3103 | 722.9034 | [8 empty] | 28 | 2384.4839 | 910.0486 | 466.4769 | [9 empty] | 28 | 2203.9674 | 841.1537 | 431.1625 | [9 empty] | 28 | 2875.1097 | 1097.2981 | 562.4581 | [9 empty] | 28 | 4923.3981 | 1879.0363 | 963.1651 | [9 empty] | 28 | 5595.4769 | 2135.5381 | 1094.644 | [9 empty] | 28 | 6267.8679 | 2392.159 | 1226.1839 | [9 empty] | 28 | 9329.7721 | 3560.748 | 1825.1847 | [9 empty] | 28 | 11026.4311 | 4208.2853 | 2157.1023
| 29 | 1322.4584 | 487.6541 | 244.0686 | [7 empty] | 29 | 1362.7269 | 502.503 | 251.5004 | [9 empty] | 29 | 1458.8843 | 537.9609 | 269.2469 | [10 empty] | 29 | 1988.9326 | 733.4152 | 367.0709 | [9 empty] | 29 | 2234.9208 | 824.1229 | 412.4697 | [9 empty] | 29 | 2966.0892 | 1093.7399 | 547.4118 | [8 empty] | 29 | 3695.2555 | 1362.6186 | 681.9843 | [8 empty] | 29 | 2384.4839 | 879.274 | 440.0726 | [9 empty] | 29 | 2203.9674 | 812.7089 | 406.757 | [9 empty] | 29 | 2875.1097 | 1060.1914 | 530.6209 | [9 empty] | 29 | 4923.3981 | 1815.494 | 908.6463 | [9 empty] | 29 | 5595.4769 | 2063.3218 | 1032.683 | [9 empty] | 29 | 6267.8679 | 2311.2647 | 1156.7773 | [9 empty] | 29 | 9329.7721 | 3440.3363 | 1721.8723 | [9 empty] | 29 | 11026.4311 | 4065.9761 | 2035.0022
| 30 | 1322.4584 | 471.1634 | 230.2534 | [7 empty] | 30 | 1362.7269 | 485.5102 | 237.2646 | [9 empty] | 30 | 1458.8843 | 519.769 | 254.0065 | [10 empty] | 30 | 2383.1443 | 849.0629 | 414.9296 | [9 empty] | 30 | 2750.2569 | 979.8572 | 478.8476 | [9 empty] | 30 | 2966.0892 | 1056.7536 | 516.4262 | [8 empty] | 30 | 3695.2555 | 1316.5398 | 643.3814 | [8 empty] | 30 | 2384.4839 | 849.5401 | 415.1628 | [9 empty] | 30 | 2203.9674 | 785.226 | 383.7331 | [9 empty] | 30 | 2875.1097 | 1024.3395 | 500.5857 | [9 empty] | 30 | 4923.3981 | 1754.1005 | 857.2135 | [9 empty] | 30 | 5595.4769 | 1993.5476 | 974.2292 | [9 empty] | 30 | 6267.8679 | 2233.106 | 1091.2993 | [9 empty] | 30 | 9329.7721 | 3323.9964 | 1624.4078 | [9 empty] | 30 | 11026.4311 | 3928.4793 | 1919.8134
| Operational Cost | [10 empty] | Operational Cost | [12 empty] | Operational Cost | [13 empty] | Operational Cost | [12 empty] | Operational Cost | [12 empty] | Operational Cost | [11 empty] | Operational Cost | [11 empty] | Operational Cost | [12 empty] | Operational Cost | [12 empty] | Operational Cost | [12 empty] | Operational Cost | [12 empty] | Operational Cost | [12 empty] | Operational Cost | [12 empty] | Operational Cost | [12 empty] | Operational Cost
|  | 39673.7508 | 24322.7142 | 18203.416 | [8 empty] | 40881.807 | 25063.335 | 18757.7057 | [10 empty] | 43766.5296 | 26831.8667 | 20081.2963 | [11 empty] | 65581.154 | 40143.3692 | 30011.4272 | [10 empty] | 74777.6664 | 45762.301 | 34206.7614 | [10 empty] | 88982.6766 | 54552.4476 | 40827.7173 | [9 empty] | 110857.6649 | 67963.3069 | 50864.568 | [9 empty] | 71534.5161 | 43855.5356 | 32822.0178 | [10 empty] | 66119.0219 | 40535.4684 | 30337.2391 | [10 empty] | 86253.2923 | 52879.1489 | 39575.4001 | [10 empty] | 147701.9436 | 90551.3618 | 67769.7438 | [10 empty] | 167864.3083 | 102912.266 | 77020.7953 | [10 empty] | 188036.0378 | 115278.9115 | 86276.1437 | [10 empty] | 279893.1635 | 171593.5924 | 128422.7378 | [10 empty] | 330792.9317 | 202798.6207 | 151776.9617
Overall Costing
| CSA | Dry | [9 empty] | CSA | Dry | [11 empty] | CSA | Dry | [12 empty] | CSA | Dry | [11 empty] | CSA | Dry | [11 empty] | CSA | Dry | [10 empty] | CSA | Dry | [10 empty] | CSA | Dry | [11 empty] | CSA | Dry | [11 empty] | CSA | Dry | [11 empty] | CSA | Dry | [11 empty] | CSA | Dry | [11 empty] | CSA | Dry | [11 empty] | CSA | Dry | [11 empty] | CSA | Dry
| Discout Rate | [10 empty] | Discout Rate | [12 empty] | Discout Rate | [13 empty] | Discout Rate | [12 empty] | Discout Rate | [12 empty] | Discout Rate | [11 empty] | Discout Rate | [11 empty] | Discout Rate | [12 empty] | Discout Rate | [12 empty] | Discout Rate | [12 empty] | Discout Rate | [12 empty] | Discout Rate | [12 empty] | Discout Rate | [12 empty] | Discout Rate | [12 empty] | Discout Rate
| 0 | 43216.0934 | [9 empty] | 0 | 47444.5738 | [11 empty] | 0 | 54682.8109 | [12 empty] | 0 | 83184.6227 | [11 empty] | 0 | 102067.4347 | [11 empty] | 0 | 124761.7932 | [10 empty] | 0 | 150856.6589 | [10 empty] | 0 | 93812.2048 | [11 empty] | 0 | 90534.3112 | [11 empty] | 0 | 118412.7992 | [11 empty] | 0 | 189604.4328 | [11 empty] | 0 | 211508.2314 | [11 empty] | 0 | 244717.5571 | [11 empty] | 0 | 344379.3103 | [11 empty] | 0 | 844131.088
| 0.035 | 27865.0569 |  | 3542.3426 |  | 0.12712 | [5 empty] | 0.035 | 31626.1018 |  | 6562.7668 |  | 0.20751 | [7 empty] | 0.035 | 37748.148 |  | 10916.2813 |  | 0.28919 | [8 empty] | 0.035 | 57746.8379 |  | 17603.4687 |  | 0.30484 | [7 empty] | 0.035 | 73052.0693 |  | 27289.7683 |  | 0.37357 | [7 empty] | 0.035 | 90331.5643 |  | 35779.1166 |  | 0.39609 | [6 empty] | 0.035 | 107962.3009 |  | 39998.994 |  | 0.37049 | [6 empty] | 0.035 | 131173.7712 |  | 87318.2356 |  | 0.66567 | [7 empty] | 0.035 | 152793.0039 |  | 112257.5355 |  | 0.7347 | [7 empty] | 0.035 | 216524.8252 |  | 163645.6763 |  | 0.75578 | [7 empty] | 0.035 | 307583.9433 |  | 217032.5815 |  | 0.7056 | [7 empty] | 0.035 | 365377.0046 |  | 262464.7386 |  | 0.71834 | [7 empty] | 0.035 | 434481.5494 |  | 319202.6378 |  | 0.73467 | [7 empty] | 0.035 | 585978.704 |  | 414385.1116 |  | 0.70717 | [7 empty] | 0.035 | 716136.777 |  | 513338.1563 |  | 0.71682
| 0.06 | 21745.7587 | [9 empty] | 0.06 | 25320.4725 | [11 empty] | 0.06 | 30997.5777 | [12 empty] | 0.06 | 47614.8959 | [11 empty] | 0.06 | 61496.5298 | [11 empty] | 0.06 | 76606.8339 | [10 empty] | 0.06 | 90863.562 | [10 empty] | 0.06 | 55099.7066 | [11 empty] | 0.06 | 54752.5284 | [11 empty] | 0.06 | 71734.9071 | [11 empty] | 0.06 | 109672.233 | [11 empty] | 0.06 | 120664.7184 | [11 empty] | 0.06 | 142957.6629 | [11 empty] | 0.06 | 192908.8847 | [11 empty] | 0.06 | 665115.118

## SAF-mk2
Unit Constrcution |  |  | 5 PE | [7 empty] | 10 PE | [12 empty] | 20 PE | [13 empty] | 30 PE | [12 empty] | 50 PE | [12 empty] | 75 PE | [11 empty] | 100 PE | [11 empty] | 150 PE | [6 empty] | 200 PE | [6 empty] | 300 PE | [6 empty] | 400 PE | [6 empty] | 500 PE | [6 empty] | 600 PE | [6 empty] | 800 PE | [6 empty] | 1000 PE
|  |  | Scenario |  |  |  |  | Sizing |  |  |  | Scenario | [6 empty] | Sizing | [5 empty] | Scenario | [6 empty] | Sizing | [6 empty] | Scenario | [6 empty] | Sizing | [5 empty] | Scenario | [6 empty] | Sizing | [5 empty] | Scenario | [6 empty] | Sizing |  |  |  |  | Scenario | [6 empty] | Sizing | [11 empty] | Scenario | [6 empty] | Scenario | [6 empty] | Scenario | [6 empty] | Scenario | [6 empty] | Scenario | [6 empty] | Scenario | [6 empty] | Scenario
|  |  | 5 PE | Dry Conditions |  | Inflation | 0.02 | Excavation Requirements |  |  |  | 10 PE | Dry Conditions |  | Inflation | 0.02 |  |  | Excavation Requirements | [5 empty] | 20 PE | Dry Conditions |  | Inflation | 0.02 |  |  | Excavation Requirements | Tank A |  | Excavation Requirements | Tank B |  |  | 30 PE | Dry Conditions |  | Inflation | 0.02 |  |  | Excavation Requirements | [5 empty] | 50 PE | Dry Conditions |  | Inflation | 0.02 |  |  | Excavation Requirements | [5 empty] | 75 PE | Dry Conditions |  | Inflation | 0.02 |  |  | Excavation Requirements |  |  |  |  | 100 PE | Dry Conditions |  | Inflation | 0.02 |  |  | Excavation Requirements | [5 empty] | Dry Conditions | 0 | Inflation | 0.02 |  |  |  | Dry Conditions |  | Inflation | 0.02 |  |  |  | Dry Conditions |  | Inflation | 0.02 |  |  |  | Dry Conditions |  | Inflation | 0.02 |  |  |  | Dry Conditions |  | Inflation | 0.02 |  |  |  | Dry Conditions |  | Inflation | 0.02 |  |  |  | Dry Conditions |  | Inflation | 0.02 |  |  |  | Dry Conditions |  | Inflation | 0.02
[8 empty] | Dry | [10 empty] | Dry | [12 empty] | Dry |  |  | Dry | [10 empty] | Dry | [12 empty] | Dry | [12 empty] | Dry | [11 empty] | Dry
|  |  | Construction Costs |  |  |  |  | Length | 3100 |  |  | Construction Costs | [6 empty] | Length | 5600 |  |  |  |  | Construction Costs | [6 empty] | Length |  |  | Length | 5600 |  |  | Construction Costs | [6 empty] | Length | 7500 |  |  |  |  | Construction Costs | [6 empty] | Length | 10500 |  |  |  |  | Construction Costs | [6 empty] | Length | 10770 |  |  |  | Construction Costs | [6 empty] | Length | 13000 |  |  |  | Construction Costs | [6 empty] | Construction Costs | [6 empty] | Construction Costs | [6 empty] | Construction Costs | [6 empty] | Construction Costs | [6 empty] | Construction Costs | [6 empty] | Construction Costs | [6 empty] | Construction Costs
|  |  | Item | Unit | Ref | Ref (2021) | Cost (£) | Width | 1640 |  |  | Item | Unit | Ref | Ref (2021) | Cost (£) |  |  | Width | 1640 |  |  |  |  | Item | Unit | Ref | Ref (2021) | Cost (£) |  |  | Width |  |  | Width | 1640 |  |  | Item | Unit | Ref | Ref (2021) | Cost (£) |  |  | Width | 2124 |  |  |  |  | Item | Unit | Ref | Ref (2021) | Cost (£) |  |  | Width | 2524 |  |  |  |  | Item | Unit | Ref | Ref (2021) | Cost (£) |  |  | Width | 2500 |  |  |  | Item | Unit | Ref | Ref (2021) | Cost (£) |  |  | Width | 2500 |  |  |  | Item | Unit | Ref | Ref (2021) | Cost (£) |  |  | Item | Unit | Ref | Ref (2021) | Cost (£) |  |  | Item | Unit | Ref | Ref (2021) | Cost (£) |  |  | Item | Unit | Ref | Ref (2021) | Cost (£) |  |  | Item | Unit | Ref | Ref (2021) | Cost (£) |  |  | Item | Unit | Ref | Ref (2021) | Cost (£) |  |  | Item | Unit | Ref | Ref (2021) | Cost (£) |  |  | Item | Unit | Ref | Ref (2021) | Cost (£)
|  |  | Tricel Novouk10 | 1 | 2970 | 2970 | 2970 | Height | 1910 |  |  | Tricel Novouk10 | 1 | 5604 | 5604 | 5604 |  |  | Height | 1910 |  |  |  |  | Tricel Novouk42 | 1 | 8852.4 | 8852.4 | 8852.4 |  |  | Height | 1990 |  | Height | 2270 |  |  | Clenviro CLF 11 | 1 | 15930 | 15930 | 15930 |  |  | Height | 1912 |  |  |  |  | Clenviro CLF 14 | 1 | 24834 | 24834 | 24834 |  |  | Height | 1912 |  |  |  |  | CSAF 150 N10 | 1 | 26935.2 | 26935.2 | 26935.2 |  |  | Height | 3290 |  |  |  | CSAF 200 N10 | 1 | 29478 | 29478 | 29478 |  |  | Height | 3290 |  |  |  | CSAF 150 N10 | 1 | 26935.2 | 26935.2 | 26935.2 |  |  | CSAF 200 N10 | 1 | 29478 | 29478 | 29478 |  |  | CSAF 200 N10 | 1 | 29478 | 29478 | 29478 |  |  | CSAF 200 N10 | 1 | 29478 | 29478 | 29478 |  |  | CSAF 200 N10 | 1 | 29478 | 29478 | 29478 |  |  | CSAF 200 N10 | 1 | 29478 | 29478 | 29478 |  |  | CSAF 200 N10 | 1 | 29478 | 29478 | 29478 |  |  | CSAF 200 N10 | 1 | 29478 | 29478 | 29478
|  |  | Excavation | 16.6406 | 11.38 | 12.0765 | 189.3705 |  |  |  |  | Excavation | 28.1966 | 11.958 | 11.958 | 337.1767 | [8 empty] | Excavation | 52.257 | 11.958 | 11.958 | 624.8921 | [9 empty] | Excavation | 38.9866 | 11.958 | 11.958 | 466.2041 | [8 empty] | Excavation | 62.8894 | 11.958 | 11.958 | 752.0337 | [8 empty] | Excavation | 126.5367 | 11.958 | 11.958 | 1513.132 | [7 empty] | Excavation | 151.3544 | 11.958 | 11.958 | 1809.9029 | [7 empty] | Excavation | 126.5367 | 11.958 | 11.958 | 1513.132 |  |  | Excavation | 151.3544 | 11.958 | 11.958 | 1809.9029 |  |  | Excavation | 151.3544 | 11.958 | 11.958 | 1809.9029 |  |  | Excavation | 151.3544 | 11.958 | 11.958 | 1809.9029 |  |  | Excavation | 151.3544 | 11.958 | 11.958 | 1809.9029 |  |  | Excavation | 151.3544 | 11.958 | 11.958 | 1809.9029 |  |  | Excavation | 151.3544 | 11.958 | 11.958 | 1809.9029 |  |  | Excavation | 151.3544 | 11.958 | 11.958 | 1809.9029
|  |  | Pea Shingle | 10 | 36.7186 | 36.7186 | 367.1863 | Excess | 250 | mm |  | Pea Shingle | 16.2 | 36.7186 | 36.7186 | 594.8418 |  |  | Excess | 250 | mm |  |  |  | Pea Shingle | 38.7 | 36.7186 | 36.7186 | 1421.0109 |  |  | Excess | 250 | mm | Excess | 250 | mm |  | Concrete | 12.1322 | 99.5089 | 99.5089 | 1207.2646 |  |  | Excess | 150 | mm |  |  |  | Concrete | 17.1214 | 99.5089 | 99.5089 | 1703.7346 |  |  | Excess | 150 | mm |  |  |  | Concrete | 73.6696 | 99.5089 | 99.5089 | 7330.7846 |  |  | Excess | 300 | mm |  |  | Concrete | 87.5408 | 99.5089 | 99.5089 | 8711.0911 |  |  | Excess | 300 | mm |  |  | Concrete | 73.6696 | 99.5089 | 99.5089 | 7330.7846 |  |  | Concrete | 87.5408 | 99.5089 | 99.5089 | 8711.0911 |  |  | Concrete | 87.5408 | 99.5089 | 99.5089 | 8711.0911 |  |  | Concrete | 87.5408 | 99.5089 | 99.5089 | 8711.0911 |  |  | Concrete | 87.5408 | 99.5089 | 99.5089 | 8711.0911 |  |  | Concrete | 87.5408 | 99.5089 | 99.5089 | 8711.0911 |  |  | Concrete | 87.5408 | 99.5089 | 99.5089 | 8711.0911 |  |  | Concrete | 87.5408 | 99.5089 | 99.5089 | 8711.0911
|  |  | Geotextile | 7.704 | 2.0491 | 2.0491 | 15.7859 |  |  |  |  | Geotextile | 13.054 | 2.0491 | 2.0491 | 26.7483 | [8 empty] | Geotextile | 8.774 | 2.0491 | 2.0491 | 17.9784
[8 empty] | Total | 16.6406 | m3 | [8 empty] | Total | 28.1966 | m3 | [10 empty] | Sub Tot | 19.6538 | m3 | Sub Tot | 32.6033 | m3 |  | Sub Total |  |  |  | 17603.4687 |  |  | Sub Tot | 38.9866 | m3 |  |  |  | Sub Total |  |  |  | 27289.7683 |  |  | Sub Tot | 62.8894 | m3 |  |  |  | Sub Total |  |  |  | 35779.1166 |  |  | Sub Tot | 126.5367 | m3 |  |  | Sub Total |  |  |  | 39998.994 |  |  | Sub Tot | 151.3544 | m3 |  |  | Sub Total |  |  |  | 35779.1166 |  |  | Sub Total |  |  |  | 39998.994 |  |  | Sub Total |  |  |  | 39998.994 |  |  | Sub Total |  |  |  | 39998.994 |  |  | Sub Total |  |  |  | 39998.994 |  |  | Sub Total |  |  |  | 39998.994 |  |  | Sub Total |  |  |  | 39998.994 |  |  | Sub Total |  |  |  | 39998.994
|  |  | Sub Total |  |  |  | 3542.3426 |  |  |  |  | Sub Total |  |  |  | 6562.7668 | [8 empty] | Sub Total |  |  |  | 10916.2813 | [5 empty] | Total | 52.257
[92 empty] | Overall | 71558.2332 | [5 empty] | Overall | 79997.9881 | [5 empty] | Overall | 119996.9821 | [5 empty] | Overall | 159995.9761 | [5 empty] | Overall | 199994.9701 | [5 empty] | Overall | 239993.9642 | [5 empty] | Overall | 319991.9522 | [5 empty] | Overall | 399989.9403
[8 empty] | Backfill | [10 empty] | Backfill | [12 empty] | Backfill
[8 empty] | Backfill Height | 1910 | [9 empty] | Backfill Height | 1910 | [11 empty] | Backfill Height | 2270
[8 empty] | Material | Gravel | [9 empty] | Material | Gravel | [11 empty] | Material | Gravel
[8 empty] | Top layer | Soil | [9 empty] | Top layer | Soil | [11 empty] | Top layer | Soil
|  |  | 5 PE | Wet Conditions | [7 empty] | 10 PE | Wet Conditions | [11 empty] | 20 PE | Wet Conditions
|  |  | Tricel Novouk10 | 1 | 2970 | 2970 | 2970 | Tank Volume | 4.731 | m3 |  | Tricel Novouk10 | 1 | 5604 | 5604 | 5604 |  |  | Tank Volume | 8.806 | m3 |  |  |  | Tricel Novouk42 | 1 | 8852.4 | 8852.4 | 8852.4 |  |  | Tank Volume | 14.35 | m3
|  |  | Excavation | 17.0258 | 11.38 | 12.0765 | 193.7541 |  |  |  |  | Excavation | 28.8493 | 11.958 | 11.958 | 344.9817 | [8 empty] | Excavation | 52.616 | 11.958 | 11.958 | 629.1848
|  |  | Pea Shingle | 1 | 36.7186 | 36.7186 | 36.7186 | Backfill Vol | 9.9836 | m3 |  | Pea Shingle | 1.7 | 36.7186 | 36.7186 | 62.4217 |  |  | Backfill Vol | 16.1271 | m3 |  |  |  | Pea Shingle | 5.1 | 36.7186 | 36.7186 | 187.265 |  |  | Backfill Vol | 38.6069 | m3
|  |  | Concrete | 11 | 99.5089 | 99.5089 | 1094.5982 |  |  |  |  | Concrete | 17.6941 | 99.5089 | 99.5089 | 1760.7202 | [8 empty] | Concrete | 41.3245 | 99.5089 | 99.5089 | 4112.1585
|  |  | Geotextile | 7.704 | 2.0491 | 2.0491 | 15.7859 | Excavation Requirements |  |  |  | Geotextile | 13.054 | 2.0491 | 2.0491 | 26.7483 |  |  | Excavation Requirements | [5 empty] | Geotextile | 8.774 | 2.0491 | 2.0491 | 17.9784 |  |  | Excavation Requirements |  |  | Excavation Requirements | Tank B
[8 empty] | Wet | [10 empty] | Wet | [12 empty] | Wet |  |  | Dry
|  |  | Sub Total |  |  |  | 4310.8568 | Length | 3100 |  |  | Sub Total |  |  |  | 7798.8719 |  |  | Length | 5600 |  |  |  |  | Sub Total |  |  |  | 13798.9867 |  |  | Length | 3600 |  | Length | 5600 | [109 empty] | 4245.1869
[8 empty] | Width | 1640 | [9 empty] | Width | 1640 | [11 empty] | Width | 1640 |  | Width | 1640 | [109 empty] | 5631.7275
[8 empty] | Height | 1910 | [9 empty] | Height | 1910 | [11 empty] | Height | 1910 |  | Height | 2270 | [109 empty] | 9414.1358
11147.8936
[8 empty] | Excess | 250 | mm | [8 empty] | Excess | 250 | mm | [10 empty] | Excess | 250 | mm | Excess | 250 | mm | [108 empty] | 14890.2281
[8 empty] | Excess Height | 300 | mm | [8 empty] | Excess Height | 300 | mm | [10 empty] | Excess Height | 300 | mm | [111 empty] | 32520.2734
44198.3231
[8 empty] | Total | 17.0258 | m3 | [8 empty] | Total | 28.8493 | m3 | [10 empty] | Total | 19.3905 | m3 | Sub Tot | 33.2255 | m3
[35 empty] | Total | 52.616
[8 empty] | Backfill | [10 empty] | Backfill | [12 empty] | Backfill
[8 empty] | Gravel | 0.94973 | m3 | [8 empty] | Gravel | 1.6585 | m3 | [10 empty] | Gravel | 5.0038 | m3
[8 empty] | Backfill Vol | 11.9804 | [9 empty] | Backfill Vol | 19.3526 | [11 empty] | Backfill Vol | 46.3283
[8 empty] | Concrete | 11.0306 | m3 | [8 empty] | Concrete | 17.6941 | m3 | [10 empty] | Concrete | 41.3245 | m3
Fencing
|  |  | Fencing | [8 empty] | Fencing | [12 empty] | Fencing | [13 empty] | Fencing | [12 empty] | Fencing | [12 empty] | Fencing | [11 empty] | Fencing
|  |  | Length | 3.6 | [7 empty] | Length | 6.1 | [11 empty] | Length | 9.7 | [12 empty] | Length | 7.8 | [11 empty] | Length | 10.8 | [11 empty] | Length | 11.37 | [10 empty] | Length | 13.6
|  |  | Width | 2.14 | [7 empty] | Width | 2.14 | [11 empty] | Width | 3.78 | [12 empty] | Width | 2.424 | [11 empty] | Width | 2.824 | [11 empty] | Width | 3.1 | [10 empty] | Width | 3.1
|  |  | Total | [8 empty] | Total | [12 empty] | Total | [13 empty] | Total | [12 empty] | Total | [12 empty] | Total | [11 empty] | Total
|  |  | Length | 3.6 | [7 empty] | Length | 6.1 | [11 empty] | Length | 9.7 | [12 empty] | Length | 7.8 | [11 empty] | Length | 10.8 | [11 empty] | Length | 11.37 | [10 empty] | Length | 13.6
|  |  | Width | 2.14 | [7 empty] | Width | 2.14 | [11 empty] | Width | 3.78 | [12 empty] | Width | 2.424 | [11 empty] | Width | 2.824 | [11 empty] | Width | 3.1 | [10 empty] | Width | 3.1
|  |  | No. fence posts | [8 empty] | No. fence posts | [12 empty] | No. fence posts | [13 empty] | No. fence posts | [12 empty] | No. fence posts | [12 empty] | No. fence posts | [11 empty] | No. fence posts
|  |  | Length | 2 | [7 empty] | Length | 3 | [11 empty] | Length | 4 | [12 empty] | Length | 3 | [11 empty] | Length | 4 | [11 empty] | Length | 5 | [10 empty] | Length | 5
|  |  | Width | 1 | [7 empty] | Width | 1 | [11 empty] | Width | 2 | [12 empty] | Width | 1 | [11 empty] | Width | 2 | [11 empty] | Width | 2 | [10 empty] | Width | 2
|  |  | Excess Fencing | [8 empty] | Excess Fencing | [12 empty] | Excess Fencing | [13 empty] | Excess Fencing | [12 empty] | Excess Fencing | [12 empty] | Excess Fencing | [11 empty] | Excess Fencing
|  |  | Length | 1.9 | [7 empty] | Length | 2.15 | [11 empty] | Length | 1.3 | [12 empty] | Length | 0.45 | [11 empty] | Length | 0.2 | [11 empty] | Length | 2.38 | [10 empty] | Length | 0.15
|  |  | Width | 0.61 | [7 empty] | Width | 0.61 | [11 empty] | Width | 1.72 | [12 empty] | Width | 0.326 | [11 empty] | Width | 2.676 | [11 empty] | Width | 2.4 | [10 empty] | Width | 2.4
|  |  |  | 0.95 | [8 empty] | 1.075 | [12 empty] | 0.65 | [13 empty] | 0.225 | [12 empty] | 0.1 | [12 empty] | 1.19 | [11 empty] | 0.075
|  |  |  | 0.305 | [8 empty] | 0.305 | [12 empty] | 0.86 | [13 empty] | 0.163 | [12 empty] | 1.338 | [12 empty] | 1.2 | [11 empty] | 1.2
|  |  | No. Fenc Posts | [8 empty] | No. Fenc Posts | [12 empty] | No. Fenc Posts | [13 empty] | No. Fenc Posts | [12 empty] | No. Fenc Posts | [12 empty] | No. Fenc Posts | [11 empty] | No. Fenc Posts
|  |  | Length | 3 | [7 empty] | Length | 4 | [11 empty] | Length | 5 | [12 empty] | Length | 4 | [11 empty] | Length | 5 | [11 empty] | Length | 6 | [10 empty] | Length | 6
|  |  | Width | 2 | [7 empty] | Width | 2 | [11 empty] | Width | 3 | [12 empty] | Width | 2 | [11 empty] | Width | 3 | [11 empty] | Width | 3 | [10 empty] | Width | 3
|  |  | Total | 9 | [7 empty] | Total | 11 | [11 empty] | Total | 15 | [12 empty] | Total | 11 | [11 empty] | Total | 15 | [11 empty] | Total | 17 | [10 empty] | Total | 17
|  |  | Gate | 1 | [7 empty] | Gate | 1 | [11 empty] | Gate | 1 | [12 empty] | Gate | 1 | [11 empty] | Gate | 1 | [11 empty] | Gate | 1 | [10 empty] | Gate | 1
|  |  | No. of Units | [8 empty] | No. of Units | [12 empty] | No. of Units | [13 empty] | No. of Units | [12 empty] | No. of Units | [12 empty] | No. of Units | [11 empty] | No. of Units
|  |  | Fence Posts | 9 | [7 empty] | Fence Posts | 11 | [11 empty] | Fence Posts | 15 | [12 empty] | Fence Posts | 11 | [11 empty] | Fence Posts | 15 | [11 empty] | Fence Posts | 17 | [10 empty] | Fence Posts | 17
|  |  | Corner Posts | 4 | [7 empty] | Corner Posts | 4 | [11 empty] | Corner Posts | 4 | [12 empty] | Corner Posts | 4 | [11 empty] | Corner Posts | 4 | [11 empty] | Corner Posts | 4 | [10 empty] | Corner Posts | 4
|  |  | Gate (plus extras) | 1 | [7 empty] | Gate (plus extras) | 1 | [11 empty] | Gate (plus extras) | 1 | [12 empty] | Gate (plus extras) | 1 | [11 empty] | Gate (plus extras) | 1 | [11 empty] | Gate (plus extras) | 1 | [10 empty] | Gate (plus extras) | 1
|  |  | Excavation | 2.7338 | [7 empty] | Excavation | 3.0983 | [11 empty] | Excavation | 3.8273 | [12 empty] | Excavation | 3.0983 | [11 empty] | Excavation | 3.8273 | [11 empty] | Excavation | 4.1918 | [10 empty] | Excavation | 4.1918
|  |  | Concrete | 2.7338 | [7 empty] | Concrete | 3.0983 | [11 empty] | Concrete | 3.8273 | [12 empty] | Concrete | 3.0983 | [11 empty] | Concrete | 3.8273 | [11 empty] | Concrete | 4.1918 | [10 empty] | Concrete | 4.1918
|  |  | Unit Price | [8 empty] | Unit Price | [12 empty] | Unit Price | [13 empty] | Unit Price | [12 empty] | Unit Price | [12 empty] | Unit Price | [11 empty] | Unit Price
|  |  | Fence Posts | 112.824 | [7 empty] | Fence Posts | 112.824 | [11 empty] | Fence Posts | 112.824 | [12 empty] | Fence Posts | 112.824 | [11 empty] | Fence Posts | 112.824 | [11 empty] | Fence Posts | 112.824 | [10 empty] | Fence Posts | 112.824
|  |  | Corner Posts | 36.384 | [7 empty] | Corner Posts | 36.384 | [11 empty] | Corner Posts | 36.384 | [12 empty] | Corner Posts | 36.384 | [11 empty] | Corner Posts | 36.384 | [11 empty] | Corner Posts | 36.384 | [10 empty] | Corner Posts | 36.384
|  |  | Gate (plus extras) | 539.4 | [7 empty] | Gate (plus extras) | 539.4 | [11 empty] | Gate (plus extras) | 539.4 | [12 empty] | Gate (plus extras) | 539.4 | [11 empty] | Gate (plus extras) | 539.4 | [11 empty] | Gate (plus extras) | 539.4 | [10 empty] | Gate (plus extras) | 539.4
|  |  | Excavation | 12.0765 | [7 empty] | Excavation | 11.958 | [11 empty] | Excavation | 11.958 | [12 empty] | Excavation | 11.958 | [11 empty] | Excavation | 11.958 | [11 empty] | Excavation | 11.958 | [10 empty] | Excavation | 11.958
|  |  | Concrete | 99.5089 | [7 empty] | Concrete | 99.5089 | [11 empty] | Concrete | 99.5089 | [12 empty] | Concrete | 0 | [11 empty] | Concrete | 0 | [11 empty] | Concrete | 0 | [10 empty] | Concrete | 0
|  |  | Unit Cost | [8 empty] | Unit Cost | [12 empty] | Unit Cost | [13 empty] | Unit Cost | [12 empty] | Unit Cost | [12 empty] | Unit Cost | [11 empty] | Unit Cost
|  |  | Fence Posts | 1015.416 | [7 empty] | Fence Posts | 1241.064 | [11 empty] | Fence Posts | 1692.36 | [12 empty] | Fence Posts | 1241.064 | [11 empty] | Fence Posts | 1692.36 | [11 empty] | Fence Posts | 1918.008 | [10 empty] | Fence Posts | 1918.008
|  |  | Corner Posts | 145.536 | [7 empty] | Corner Posts | 145.536 | [11 empty] | Corner Posts | 145.536 | [12 empty] | Corner Posts | 145.536 | [11 empty] | Corner Posts | 145.536 | [11 empty] | Corner Posts | 145.536 | [10 empty] | Corner Posts | 145.536
|  |  | Gate (plus extras) | 539.4 | [7 empty] | Gate (plus extras) | 539.4 | [11 empty] | Gate (plus extras) | 539.4 | [12 empty] | Gate (plus extras) | 539.4 | [11 empty] | Gate (plus extras) | 539.4 | [11 empty] | Gate (plus extras) | 539.4 | [10 empty] | Gate (plus extras) | 539.4
|  |  | Excavation | 33.0143 | [7 empty] | Excavation | 37.049 | [11 empty] | Excavation | 45.7664 | [12 empty] | Excavation | 37.049 | [11 empty] | Excavation | 45.7664 | [11 empty] | Excavation | 50.1251 | [10 empty] | Excavation | 50.1251
|  |  | Concrete | 272.0325 | [7 empty] | Concrete | 308.3035 | [11 empty] | Concrete | 380.8455 | [12 empty] | Concrete | 0 | [11 empty] | Concrete | 0 | [11 empty] | Concrete | 0 | [10 empty] | Concrete | 0
|  |  | Sub Total | 2005.3988 | [7 empty] | Sub Total | 2271.3526 | [11 empty] | Sub Total | 2803.908 | [12 empty] | Sub Total | 1963.049 | [11 empty] | Sub Total | 2423.0624 | [11 empty] | Sub Total | 2653.0691 | [10 empty] | Sub Total | 2653.0691
|  |  | Total Field | 2005.3988 | [7 empty] | Total Field | 2271.3526 | [11 empty] | Total Field | 2803.908 | [12 empty] | Total Field | 1963.049 | [11 empty] | Total Field | 2423.0624 | [11 empty] | Total Field | 2653.0691 | [10 empty] | Total Field | 2653.0691
Operational
[74 empty] | Three Phase | [11 empty] | Three Phase
|  | Yearly | [5 empty] | Usage |  |  |  |  | Yearly | [7 empty] | Usage |  |  |  |  | Yearly | [7 empty] | Usage | [5 empty] | Yearly | [7 empty] | Usage |  |  |  |  | Yearly | [7 empty] | Usage |  |  |  |  | Yearly | [7 empty] | 400 V |  |  |  | Yearly | [7 empty] | 400 V |  |  | Yearly | [6 empty] | Yearly | [6 empty] | Yearly | [6 empty] | Yearly | [6 empty] | Yearly | [6 empty] | Yearly | [6 empty] | Yearly | [7 empty] | Yearly
|  |  | Item | Unit | Ref | Ref (2021) | Cost (£) | Blower Rating | 86 | W |  |  |  | Item | Unit | Ref | Ref (2021) | Cost (£) |  |  | Blower Rating | 215 | W |  |  |  | Item | Unit | Ref | Ref (2021) | Cost (£) |  |  | Blower Rating | 450 | W |  |  |  |  | Item | Unit | Ref | Ref (2021) | Cost (£) |  |  | Blower Rating | 700 | W |  |  |  | Item | Unit | Ref | Ref (2021) | Cost (£) |  |  | Blower Rating | 1100 | W |  |  |  | Item | Unit | Ref | Ref (2021) | Cost (£) |  |  | 50 Hz |  |  |  |  | Item | Unit | Ref | Ref (2021) | Cost (£) |  |  | 50 Hz |  |  |  | Item | Unit | Ref | Ref (2021) | Cost (£) |  |  | Item | Unit | Ref | Ref (2021) | Cost (£) |  |  | Item | Unit | Ref | Ref (2021) | Cost (£) |  |  | Item | Unit | Ref | Ref (2021) | Cost (£) |  |  | Item | Unit | Ref | Ref (2021) | Cost (£) |  |  | Item | Unit | Ref | Ref (2021) | Cost (£) |  |  | Item | Unit | Ref | Ref (2021) | Cost (£) |  |  |  | Item | Unit | Ref | Ref (2021) | Cost (£)
|  |  | Grid Electricity | 0.75336 | 35.6346 | 35.6346 | 26.8457 | Time | 8760 | h |  |  |  | Grid Electricity | 1.8834 | 35.6346 | 35.6346 | 67.1142 |  |  | Time | 8760 | h |  |  |  | Grid Electricity | 3.942 | 35.6346 | 35.6346 | 140.4717 |  |  | Time | 8760 | h |  |  |  |  | Grid Electricity | 6.132 | 35.6346 | 35.6346 | 218.5115 |  |  | Time | 8760 | h |  |  |  | Grid Electricity | 9.636 | 35.6346 | 35.6346 | 343.3752 |  |  | Time | 8760 | h |  |  |  | Grid Electricity | 14.892 | 35.6346 | 35.6346 | 530.6707 |  |  | 1.7 | kW |  |  |  | Grid Electricity | 31.4484 | 35.6346 | 35.6346 | 1120.6516 |  |  | 3.59 | kW |  |  | Grid Electricity | 29.784 | 35.6346 | 35.6346 | 1061.3414 |  |  | Grid Electricity | 62.8968 | 35.6346 | 35.6346 | 2241.3033 |  |  | Grid Electricity | 94.3452 | 35.6346 | 35.6346 | 3361.9549 |  |  | Grid Electricity | 125.7936 | 35.6346 | 35.6346 | 4482.6066 |  |  | Grid Electricity | 157.242 | 35.6346 | 35.6346 | 5603.2582 |  |  | Grid Electricity | 188.6904 | 35.6346 | 35.6346 | 6723.9098 |  |  | Grid Electricity | 251.5872 | 35.6346 | 35.6346 | 8965.2131 |  |  |  | Grid Electricity | 314.484 | 35.6346 | 35.6346 | 11206.5164
[8 empty] | Usage | 0.75336 | MWh | [10 empty] | Usage | 1.8834 | MWh | [10 empty] | Usage | 3.942 | MWh | [11 empty] | Usage | 6.132 | MWh | [10 empty] | Usage | 9.636 | MWh | [9 empty] | Usage | [11 empty] | Usage
[73 empty] | Blower Rating | 1700 | h | [9 empty] | Blower Rating | 3590 | h |  | Desludging | [6 empty] | Desludging | [6 empty] | Desludging | [6 empty] | Desludging | [6 empty] | Desludging | [6 empty] | Desludging | [6 empty] | Desludging | [7 empty] | Desludging
|  | Unit Cost | Unit | Ref | Ref (2021) | Cost (£) | [6 empty] | Unit Cost | Unit | Ref | Ref (2021) | Cost (£) | [8 empty] | Unit Cost | Unit | Ref | Ref (2021) | Cost (£) | [9 empty] | Unit Cost | Unit | Ref | Ref (2021) | Cost (£) | [8 empty] | Unit Cost | Unit | Ref | Ref (2021) | Cost (£) | [8 empty] | Unit Cost | Unit | Ref | Ref (2021) | Cost (£) |  |  | Time | 8760 | h |  | Unit Cost | Unit | Ref | Ref (2021) | Cost (£) |  |  |  | Time | 8760 | h | [6 empty] | 1059.209 | [6 empty] | 1198.3943 | [6 empty] | 1797.5915 | [6 empty] | 2396.7886 | [6 empty] | 2995.9858 | [6 empty] | 3595.1829 | [6 empty] | 4793.5772 | [7 empty] | 5991.9715
|  | Desludging |  | 193.5 | 193.5 | [7 empty] | Desludging |  | 193.5 | 193.5 | [9 empty] | Desludging |  | 193.5 | 193.5 | [10 empty] | Desludging |  | 211.7 | 211.7 | [9 empty] | Desludging |  | 211.7 | 211.7 |  |  |  |  | Min. Desludging Frequency | 240 | days |  |  | Desludging |  | 193.5 | 193.5 | [7 empty] | Desludging |  | 193.5 | 193.5
[41 empty] | 8.9466 | 20.4 | 182.5116 |  |  |  |  | Min. Desludging Frequency | 240 | days |  |  |  | 14.8841 | 20.4 | 303.6361 | [10 empty] | 16.4757 | 20.4 | 336.1045 |  |  |  | Usage | 14.892 | MWh |  |  | 19.8871 | 20.4 | 405.6972 |  |  |  |  | Usage | 31.4484 | MWh
|  | Max Desludging Interval | 1095 | days | [8 empty] | Max Desludging Interval | 730 | days | [10 empty] | Max Desludging Interval | 365 | days | [11 empty] | Max Desludging Interval | 240 | days |  | 394.2116 | [8 empty] | Max Desludging Interval | 240 | days |  | 515.3361 | [8 empty] | Max Desludging Interval | 90 | days |  | 529.6045 | [6 empty] | Max Desludging Interval | 60 | days |  | 599.1972
[41 empty] | 1.5208 | [25 empty] | 180 | [10 empty] | 120
|  |  | Operational Period (years) |  |  |  | Cost (£) | [6 empty] | Operational Period (years) |  |  |  | Cost (£) | [8 empty] | Operational Period (years) |  |  |  | Cost (£) | [9 empty] | Operational Period (years) |  |  |  | Cost (£) | [8 empty] | Operational Period (years) |  |  |  | Cost (£) | [8 empty] | Operational Period (years) |  |  |  | Cost (£) | [6 empty] | Operational Period (years) |  |  |  | Cost (£)
|  | Frequency (per year) | 5 | 10 | 25 | [7 empty] | Frequency (per year) | 5 | 10 | 25 | [10 empty] | 5 | 10 | 25 | [10 empty] | Frequency (per year) | 5 | 10 | 25 | [9 empty] | Frequency (per year) | 5 | 10 | 25 | [9 empty] | Frequency (per year) | 5 | 10 | 25 | [7 empty] | Frequency (per year) | 5 | 10 | 25
|  | 6 | 30 | 60 | 150 |  | 29025 | [5 empty] | 7.3 | 36 | 73 | 182 |  | 35217 |  | 1412.55 | [5 empty] | 9.125 | 45 | 91 | 228 |  | 44118 | [8 empty] | 12.167 | 60 | 121 | 304 |  | 119840.3364 | [7 empty] | 12.167 | 60 | 121 | 304 |  | 156662.1787 | [8 empty] | 0 | 0 | 0 |  | 0 | [6 empty] | 0 | 0 | 0 |  | 0
|  | 4 | 20 | 40 | 100 |  | 19350 | [5 empty] | 6 | 30 | 60 | 150 |  | 29025 |  | 1161 | [5 empty] | 7.3 | 36 | 73 | 182 |  | 35217 | [8 empty] | 9.125 | 45 | 91 | 228 |  | 89880.2523 | [7 empty] | 9.125 | 45 | 91 | 228 |  | 117496.634 | [8 empty] | 0 | 0 | 0 |  | 0 | [6 empty] | 0 | 0 | 0 |  | 0
|  | 3 | 15 | 30 | 75 |  | 14512.5 | [5 empty] | 4 | 20 | 40 | 100 |  | 19350 |  | 774 | Max |  |  |  |  | 6 | 30 | 60 | 150 |  | 29025 | [8 empty] | 7.3 | 36 | 73 | 182 |  | 71746.5172 | [7 empty] | 7.3 | 36 | 73 | 182 |  | 93791.1728 | [7 empty] | 18.25 | 91 | 182 | 456 |  | 241499.6461 | [6 empty] | 0 | 0 | 0 |  | 0
|  | 2 | 10 | 20 | 50 |  | 9675 | [5 empty] | 3 | 15 | 30 | 75 |  | 14512.5 |  | 580.5 | [5 empty] | 4 | 20 | 40 | 100 |  | 19350 | [8 empty] | 6 | 30 | 60 | 150 |  | 59131.745 | [7 empty] | 6 | 30 | 60 | 150 |  | 77300.4171 | [7 empty] | 12.167 | 60 | 121 | 304 |  | 160999.764 | [5 empty] | 18.25 | 91 | 182 | 456 |  | 273233.9015 |  | 10935.348
|  | 1.5208 | 7 | 15 | 38 |  | 7353 | [5 empty] | 2 | 10 | 20 | 50 |  | 9675 |  | 387 | [5 empty] | 3 | 15 | 30 | 75 |  | 14512.5 | [8 empty] | 4 | 20 | 40 | 100 |  | 39421.1633 | [7 empty] | 4 | 20 | 40 | 100 |  | 51533.6114 | [7 empty] | 9.125 | 45 | 91 | 228 |  | 120749.823 | [5 empty] | 12.167 | 60 | 121 | 304 |  | 182155.9343 |  | 7290.4318 |  | Max
|  | 1 | 5 | 10 | 25 |  | 4837.5 | [5 empty] | 1.5208 | 7 | 15 | 38 |  | 7353 |  | 294.2812 | [5 empty] | 2 | 10 | 20 | 50 |  | 9675 | [8 empty] | 3 | 15 | 30 | 75 |  | 29565.8725 | [7 empty] | 3 | 15 | 30 | 75 |  | 38650.2086 | [7 empty] | 7.3 | 36 | 73 | 182 |  | 96388.0166 | [5 empty] | 9.125 | 45 | 91 | 228 |  | 136616.9507 |  | 5467.674
|  | 0.5 | 2 | 5 | 12 |  | 2322 | [5 empty] | 1 | 5 | 10 | 25 |  | 4837.5 |  | 193.5 | [5 empty] | 1.5208 | 7 | 15 | 38 |  | 7353 | [8 empty] | 2 | 10 | 20 | 50 |  | 19710.5817 | [7 empty] | 2 | 10 | 20 | 50 |  | 25766.8057 | [7 empty] | 6 | 30 | 60 | 150 |  | 79440.673 | [5 empty] | 7.3 | 36 | 73 | 182 |  | 109053.8817 |  | 4374.1392 | [55 empty] | Maintance and Inspection
|  | 0.33333 | 1 | 3 | 8 |  | 1548 | [5 empty] | 0.5 | 2 | 5 | 12 |  | 2322 |  | 96.75 | Min |  |  |  |  | 1 | 5 | 10 | 25 |  | 4837.5 | [8 empty] | 1.5208 | 7 | 15 | 38 |  | 14980.0421 | [7 empty] | 1.5208 | 7 | 15 | 38 |  | 19582.7723 | [7 empty] | 4.0556 | 20 | 40 | 101 |  | 53490.0532 | [5 empty] | 6.0833 | 30 | 60 | 152 |  | 91077.9672 |  | 3645.116 | [55 empty] | Once per year
[66 empty] | 2.0278 | 15 | 30 | 75 |  | 39720.3365 | [5 empty] | 3 | 15 | 30 | 75 |  | 44939.7864 |  | 1797.5915 |  | Min | [54 empty] | Item | Unit | Ref | Ref (2021) | Cost (£)
[96 empty] | Maintance and Inspection | [6 empty] | Maintance and Inspection | [37 empty] | Grid Electricity | 1 | 40 | 40 | 40
|  | Maintance and Inspection | [10 empty] | Maintance and Inspection | [12 empty] | Maintance and Inspection | [13 empty] | Maintance and Inspection | [12 empty] | Maintance and Inspection | [12 empty] | Maintance and Inspection | [10 empty] | Maintance and Inspection | [11 empty] | Maintance and Inspection | [6 empty] | Once per year | [6 empty] | Once per year | [6 empty] | Maintance and Inspection | [6 empty] | Maintance and Inspection | [6 empty] | Maintance and Inspection | [6 empty] | Maintance and Inspection | [9 empty] | Operator time | 28 | 35.125 | 35.125 | 983.5002
|  | Once per year | [10 empty] | Once per year | [12 empty] | Once per year | [13 empty] | Once per year | [12 empty] | Once per year | [12 empty] | Once per year | [10 empty] | Once per year | [11 empty] | Once per year | [7 empty] | Item | Unit | Ref | Ref (2021) | Cost (£) |  |  | Item | Unit | Ref | Ref (2021) | Cost (£) |  | Once per year | [6 empty] | Once per year | [6 empty] | Once per year | [6 empty] | Once per year | [12 empty] | Operation | 1023.5002
|  |  | Item | Unit | Ref | Ref (2021) | Cost (£) | [6 empty] | Item | Unit | Ref | Ref (2021) | Cost (£) | [8 empty] | Item | Unit | Ref | Ref (2021) | Cost (£) | [9 empty] | Item | Unit | Ref | Ref (2021) | Cost (£) | [8 empty] | Item | Unit | Ref | Ref (2021) | Cost (£) | [8 empty] | Item | Unit | Ref | Ref (2021) | Cost (£) | [6 empty] | Item | Unit | Ref | Ref (2021) | Cost (£) | [7 empty] | Item | Unit | Ref | Ref (2021) | Cost (£) |  |  | Grid Electricity | 1 | 40 | 40 | 40 |  |  | Grid Electricity | 1 | 40 | 40 | 40 |  |  | Item | Unit | Ref | Ref (2021) | Cost (£) |  |  | Item | Unit | Ref | Ref (2021) | Cost (£) |  |  | Item | Unit | Ref | Ref (2021) | Cost (£) |  |  | Item | Unit | Ref | Ref (2021) | Cost (£)
|  |  | Grid Electricity | 1 | 40 | 40 | 40 | [6 empty] | Grid Electricity | 1 | 40 | 40 | 40 | [8 empty] | Grid Electricity | 1 | 40 | 40 | 40 | [9 empty] | Grid Electricity | 1 | 40 | 40 | 40 | [8 empty] | Grid Electricity | 1 | 40 | 40 | 40 | [8 empty] | Grid Electricity | 1 | 40 | 40 | 40 | [6 empty] | Grid Electricity | 1 | 40 | 40 | 40 | [7 empty] | Grid Electricity | 1 | 40 | 40 | 40 |  |  | Operator time | 28 | 35.125 | 35.125 | 983.5002 |  |  | Operator time | 28 | 35.125 | 35.125 | 983.5002 |  |  | Grid Electricity | 1 | 40 | 40 | 40 |  |  | Grid Electricity | 1 | 40 | 40 | 40 |  |  | Grid Electricity | 1 | 40 | 40 | 40 |  |  | Grid Electricity | 1 | 40 | 40 | 40 |  |  |  | Blower Maintance
|  |  | Operator time | 28 | 35.125 | 35.125 | 983.5002 | [6 empty] | Operator time | 28 | 35.125 | 35.125 | 983.5002 | [8 empty] | Operator time | 28 | 35.125 | 35.125 | 983.5002 | [9 empty] | Operator time | 28 | 35.125 | 35.125 | 983.5002 | [8 empty] | Operator time | 28 | 35.125 | 35.125 | 983.5002 | [8 empty] | Operator time | 28 | 35.125 | 35.125 | 983.5002 | [6 empty] | Operator time | 28 | 35.125 | 35.125 | 983.5002 | [7 empty] | Operator time | 28 | 35.125 | 35.125 | 983.5002 | [5 empty] | Operation | 1023.5002 | [5 empty] | Operation | 1023.5002 |  |  | Operator time | 28 | 35.125 | 35.125 | 983.5002 |  |  | Operator time | 28 | 35.125 | 35.125 | 983.5002 |  |  | Operator time | 28 | 35.125 | 35.125 | 983.5002 |  |  | Operator time | 28 | 35.125 | 35.125 | 983.5002 |  |  |  |  | Parts | 2 | 293.9333 |  | 587.8667
[6 empty] | Operation | 1023.5002 | [9 empty] | Operation | 1023.5002 | [11 empty] | Operation | 1023.5002 | [12 empty] | Operation | 1023.5002 | [11 empty] | Operation | 1023.5002 | [11 empty] | Operation | 1023.5002 | [9 empty] | Operation | 1023.5002 | [10 empty] | Operation | 1023.5002 | [19 empty] | Operation | 1023.5002 | [5 empty] | Operation | 1023.5002 | [5 empty] | Operation | 1023.5002 | [5 empty] | Operation | 1023.5002 |  |  |  |  | Labour | 2 | 58.7761 |  | 117.5521
[96 empty] | Blower Maintance | [6 empty] | Blower Maintance | [41 empty] | 705.4188
|  | Blower Maintance | [10 empty] | Blower Maintance | [12 empty] | Blower Maintance | [13 empty] | Blower Maintance | [12 empty] | Blower Maintance | [12 empty] | Blower Maintance | [10 empty] | Blower Maintance | [11 empty] | Blower Maintance | [7 empty] | Parts | 1 | 293.9333 |  | 293.9333 |  |  | Parts | 1 | 293.9333 |  | 293.9333 |  | Blower Maintance | [6 empty] | Blower Maintance | [6 empty] | Blower Maintance | [6 empty] | Blower Maintance
|  |  | Parts | 1 | 50.4 |  | 50.4 | [6 empty] | Parts | 1 | 50.4 |  | 50.4 | [8 empty] | Parts | 1 | 73.2 |  | 73.2 | [9 empty] | Parts | 1 | 293.9333 |  | 293.9333 | [8 empty] | Parts | 1 | 293.9333 |  | 293.9333 | [8 empty] | Parts | 1 | 293.9333 |  | 293.9333 | [6 empty] | Parts | 1 | 293.9333 |  | 293.9333 | [7 empty] | Parts | 1 | 293.9333 |  | 293.9333 |  |  | Labour | 1 | 58.7761 |  | 58.7761 |  |  | Labour | 1 | 58.7761 |  | 58.7761 |  |  | Parts | 1 | 293.9333 |  | 293.9333 |  |  | Parts | 1 | 293.9333 |  | 293.9333 |  |  | Parts | 1 | 293.9333 |  | 293.9333 |  |  | Parts | 1 | 293.9333 |  | 293.9333
|  |  | Labour | 1 | 28.2125 |  | 28.2125 | [6 empty] | Labour | 1 | 28.2125 |  | 28.2125 | [8 empty] | Labour | 1 | 28.2125 |  | 28.2125 | [9 empty] | Labour | 1 | 58.7761 |  | 58.7761 | [8 empty] | Labour | 1 | 58.7761 |  | 58.7761 | [8 empty] | Labour | 1 | 58.7761 |  | 58.7761 | [6 empty] | Labour | 1 | 58.7761 |  | 58.7761 | [7 empty] | Labour | 1 | 58.7761 |  | 58.7761 | [6 empty] | 352.7094 | [6 empty] | 352.7094 |  |  | Labour | 1 | 58.7761 |  | 58.7761 |  |  | Labour | 1 | 58.7761 |  | 58.7761 |  |  | Labour | 1 | 58.7761 |  | 58.7761 |  |  | Labour | 1 | 58.7761 |  | 58.7761
[7 empty] | 78.6125 | [10 empty] | 78.6125 | [12 empty] | 101.4125 | [13 empty] | 352.7094 | [12 empty] | 352.7094 | [12 empty] | 352.7094 | [10 empty] | 352.7094 | [11 empty] | 352.7094 | [20 empty] | 352.7094 | [6 empty] | 352.7094 | [6 empty] | 352.7094 | [6 empty] | 352.7094 |  |  |  |  | Operation Cost |  | 18927.4069
NPV
|  | Discout Rate | Discout Rate | [9 empty] | Discout Rate | Discout Rate | [11 empty] | Discout Rate | Discout Rate | [12 empty] | Discout Rate | Discout Rate | [11 empty] | Discout Rate | Discout Rate | [11 empty] | Discout Rate | Discout Rate | [10 empty] | Discout Rate | Discout Rate | [59 empty] | Discout Rate | Discout Rate
| t | 0 | 0.035 | 0.06 | [7 empty] | t | 0 | 0.035 | 0.06 | [9 empty] | t | 0 | 0.035 | 0.06 | [10 empty] | t | 0 | 0.035 | 0.06 | [9 empty] | t | 0 | 0.035 | 0.06 | [9 empty] | t | 0 | 0.035 | 0.06 | [8 empty] | t | 0 | 0.035 | 0.06 | [8 empty] | t | 0 | 0.035 | 0.06 |  |  |  | t | 0 | 0.035 | 0.06 |  |  |  | t | 0 | 0.035 | 0.06 |  |  |  | t | 0 | 0.035 | 0.06 |  |  |  | t | 0 | 0.035 | 0.06 |  |  |  | t | 0 | 0.035 | 0.06 |  |  |  | t | 0 | 0.035 | 0.06 |  |  |  | t | 0 | 0.035 | 0.06
| 1 | 1322.4584 | 1277.7375 | 1247.6022 | [7 empty] | 1 | 1362.7269 | 1316.6443 | 1285.5914 | [9 empty] | 1 | 1458.8843 | 1409.5501 | 1376.306 | [10 empty] | 1 | 1988.9326 | 1921.6741 | 1876.3516 | [9 empty] | 1 | 2234.9208 | 2159.3438 | 2108.4159 | [9 empty] | 1 | 2966.0892 | 2865.7867 | 2798.1974 | [8 empty] | 1 | 3695.2555 | 3570.2952 | 3486.0901 | [8 empty] | 1 | 2437.5509 | 2355.1217 | 2299.5764 |  |  |  | 1 | 2241.3033 | 2165.5104 | 2114.4371 |  |  |  | 1 | 3361.9549 | 3248.2656 | 3171.6556 |  |  |  | 1 | 5858.8161 | 5660.6919 | 5527.185 |  |  |  | 1 | 6979.4677 | 6743.4471 | 6584.4035 |  |  |  | 1 | 8100.1194 | 7826.2023 | 7641.6221 |  |  |  | 1 | 10341.4227 | 9991.7127 | 9756.0591 |  |  |  | 1 | 18927.4069 | 18287.3496 | 17856.0442
| 2 | 1322.4584 | 1234.529 | 1176.9832 | [7 empty] | 2 | 1362.7269 | 1272.1201 | 1212.8221 | [9 empty] | 2 | 1458.8843 | 1361.8841 | 1298.4019 | [10 empty] | 2 | 2383.1443 | 2224.6907 | 2120.9899 | [9 empty] | 2 | 2750.2569 | 2567.3943 | 2447.7189 | [9 empty] | 2 | 2966.0892 | 2768.876 | 2639.8088 | [8 empty] | 2 | 3695.2555 | 3449.5605 | 3288.7642 | [8 empty] | 2 | 2437.5509 | 2275.4799 | 2169.4117 |  |  |  | 2 | 2241.3033 | 2092.2806 | 1994.7519 |  |  |  | 2 | 3361.9549 | 3138.4209 | 2992.1279 |  |  |  | 2 | 5858.8161 | 5469.2675 | 5214.3255 |  |  |  | 2 | 6979.4677 | 6515.4078 | 6211.7014 |  |  |  | 2 | 8100.1194 | 7561.5481 | 7209.0774 |  |  |  | 2 | 10341.4227 | 9653.8287 | 9203.8294 |  |  |  | 2 | 18927.4069 | 17668.9368 | 16845.3247
| 3 | 1322.4584 | 1192.7817 | 1110.3615 | [7 empty] | 3 | 1362.7269 | 1229.1016 | 1144.1718 | [9 empty] | 3 | 1458.8843 | 1315.8301 | 1224.9074 | [10 empty] | 3 | 1988.9326 | 1793.9033 | 1669.9462 | [9 empty] | 3 | 2234.9208 | 2015.7705 | 1876.4826 | [9 empty] | 3 | 2966.0892 | 2675.2425 | 2490.3857 | [8 empty] | 3 | 3695.2555 | 3332.9087 | 3102.6078 | [8 empty] | 3 | 2437.5509 | 2198.5313 | 2046.6148 |  |  |  | 3 | 2241.3033 | 2021.5271 | 1881.8415 |  |  |  | 3 | 3361.9549 | 3032.2907 | 2822.7622 |  |  |  | 3 | 5858.8161 | 5284.3165 | 4919.175 |  |  |  | 3 | 6979.4677 | 6295.08 | 5860.0957 |  |  |  | 3 | 8100.1194 | 7305.8436 | 6801.0164 |  |  |  | 3 | 10341.4227 | 9327.3707 | 8682.8579 |  |  |  | 3 | 18927.4069 | 17071.4366 | 15891.8158
| 4 | 1322.4584 | 1152.4461 | 1047.5109 | [7 empty] | 4 | 1362.7269 | 1187.5378 | 1079.4073 | [9 empty] | 4 | 1458.8843 | 1271.3334 | 1155.573 | [10 empty] | 4 | 2383.1443 | 2076.7726 | 1887.6735 | [9 empty] | 4 | 2750.2569 | 2396.69 | 2178.4611 | [9 empty] | 4 | 2966.0892 | 2584.7754 | 2349.4205 | [8 empty] | 4 | 3695.2555 | 3220.2017 | 2926.9885 | [8 empty] | 4 | 2437.5509 | 2124.1848 | 1930.7687 |  |  |  | 4 | 2241.3033 | 1953.1663 | 1775.3221 |  |  |  | 4 | 3361.9549 | 2929.7495 | 2662.9832 |  |  |  | 4 | 5858.8161 | 5105.6198 | 4640.7311 |  |  |  | 4 | 6979.4677 | 6082.2029 | 5528.3922 |  |  |  | 4 | 8100.1194 | 7058.7861 | 6416.0532 |  |  |  | 4 | 10341.4227 | 9011.9524 | 8191.3754 |  |  |  | 4 | 18927.4069 | 16494.1416 | 14992.279
| 5 | 1322.4584 | 1113.4745 | 988.2178 | [7 empty] | 5 | 1362.7269 | 1147.3795 | 1018.3088 | [9 empty] | 5 | 1458.8843 | 1228.3415 | 1090.1632 | [10 empty] | 5 | 1988.9326 | 1674.6279 | 1486.2462 | [9 empty] | 5 | 2234.9208 | 1881.7434 | 1670.0629 | [9 empty] | 5 | 2966.0892 | 2497.3675 | 2216.4344 | [8 empty] | 5 | 3695.2555 | 3111.306 | 2761.3099 | [8 empty] | 5 | 2437.5509 | 2052.3525 | 1821.4799 |  |  |  | 5 | 2241.3033 | 1887.1172 | 1674.8322 |  |  |  | 5 | 3361.9549 | 2830.6758 | 2512.2483 |  |  |  | 5 | 5858.8161 | 4932.966 | 4378.0482 |  |  |  | 5 | 6979.4677 | 5876.5246 | 5215.4643 |  |  |  | 5 | 8100.1194 | 6820.0832 | 6052.8804 |  |  |  | 5 | 10341.4227 | 8707.2004 | 7727.7126 |  |  |  | 5 | 18927.4069 | 15936.3687 | 14143.6595
| 6 | 1322.4584 | 1075.8207 | 932.281 | [7 empty] | 6 | 1362.7269 | 1108.5792 | 960.6687 | [9 empty] | 6 | 1458.8843 | 1186.8033 | 1028.4559 | [10 empty] | 6 | 2383.1443 | 1938.6894 | 1680.0227 | [9 empty] | 6 | 2750.2569 | 2237.3358 | 1938.8226 | [9 empty] | 6 | 2966.0892 | 2412.9155 | 2090.9759 | [8 empty] | 6 | 3695.2555 | 3006.0927 | 2605.0093 | [8 empty] | 6 | 2437.5509 | 1982.9493 | 1718.3772 |  |  |  | 6 | 2241.3033 | 1823.3017 | 1580.0304 |  |  |  | 6 | 3361.9549 | 2734.9525 | 2370.0456 |  |  |  | 6 | 5858.8161 | 4766.1507 | 4130.2342 |  |  |  | 6 | 6979.4677 | 5677.8015 | 4920.2494 |  |  |  | 6 | 8100.1194 | 6589.4523 | 5710.2645 |  |  |  | 6 | 10341.4227 | 8412.754 | 7290.2949 |  |  |  | 6 | 18927.4069 | 15397.4577 | 13343.075
| 7 | 1322.4584 | 1039.4403 | 879.5103 | [7 empty] | 7 | 1362.7269 | 1071.091 | 906.2912 | [9 empty] | 7 | 1458.8843 | 1146.6699 | 970.2414 | [10 empty] | 7 | 1988.9326 | 1563.2831 | 1322.7538 | [9 empty] | 7 | 2234.9208 | 1756.6276 | 1486.35 | [9 empty] | 7 | 2966.0892 | 2331.3193 | 1972.6187 | [8 empty] | 7 | 3695.2555 | 2904.4374 | 2457.556 | [8 empty] | 7 | 2437.5509 | 1915.893 | 1621.1106 |  |  |  | 7 | 2241.3033 | 1761.6441 | 1490.5947 |  |  |  | 7 | 3361.9549 | 2642.4662 | 2235.892 |  |  |  | 7 | 5858.8161 | 4604.9765 | 3896.4473 |  |  |  | 7 | 6979.4677 | 5485.7986 | 4641.7447 |  |  |  | 7 | 8100.1194 | 6366.6206 | 5387.042 |  |  |  | 7 | 10341.4227 | 8128.2647 | 6877.6367 |  |  |  | 7 | 18927.4069 | 14876.7707 | 12587.8066
| 8 | 1322.4584 | 1004.2902 | 829.7267 | [7 empty] | 8 | 1362.7269 | 1034.8706 | 854.9917 | [9 empty] | 8 | 1458.8843 | 1107.8936 | 915.3221 | [10 empty] | 8 | 2383.1443 | 1809.7873 | 1495.2142 | [9 empty] | 8 | 2750.2569 | 2088.5769 | 1725.5452 | [9 empty] | 8 | 2966.0892 | 2252.4824 | 1860.9611 | [8 empty] | 8 | 3695.2555 | 2806.2197 | 2318.449 | [8 empty] | 8 | 2437.5509 | 1851.1044 | 1529.3496 |  |  |  | 8 | 2241.3033 | 1702.0716 | 1406.2214 |  |  |  | 8 | 3361.9549 | 2553.1074 | 2109.3321 |  |  |  | 8 | 5858.8161 | 4449.2527 | 3675.8937 |  |  |  | 8 | 6979.4677 | 5300.2885 | 4379.0044 |  |  |  | 8 | 8100.1194 | 6151.3243 | 5082.1151 |  |  |  | 8 | 10341.4227 | 7853.3959 | 6488.3365 |  |  |  | 8 | 18927.4069 | 14373.6915 | 11875.2892
| 9 | 1322.4584 | 970.3287 | 782.7611 | [7 empty] | 9 | 1362.7269 | 999.8749 | 806.596 | [9 empty] | 9 | 1458.8843 | 1070.4286 | 863.5114 | [10 empty] | 9 | 1988.9326 | 1459.3415 | 1177.2462 | [9 empty] | 9 | 2234.9208 | 1639.8306 | 1322.8462 | [9 empty] | 9 | 2966.0892 | 2176.3115 | 1755.6237 | [8 empty] | 9 | 3695.2555 | 2711.3234 | 2187.2161 | [8 empty] | 9 | 2437.5509 | 1788.5066 | 1442.7827 |  |  |  | 9 | 2241.3033 | 1644.5136 | 1326.624 |  |  |  | 9 | 3361.9549 | 2466.7704 | 1989.9359 |  |  |  | 9 | 5858.8161 | 4298.7948 | 3467.8243 |  |  |  | 9 | 6979.4677 | 5121.0517 | 4131.1362 |  |  |  | 9 | 8100.1194 | 5943.3085 | 4794.4482 |  |  |  | 9 | 10341.4227 | 7587.8221 | 6121.0722 |  |  |  | 9 | 18927.4069 | 13887.6246 | 11203.103
| 10 | 1322.4584 | 937.5156 | 738.4538 | [7 empty] | 10 | 1362.7269 | 966.0627 | 760.9396 | [9 empty] | 10 | 1458.8843 | 1034.2305 | 814.6334 | [10 empty] | 10 | 2383.1443 | 1689.4558 | 1330.7353 | [9 empty] | 10 | 2750.2569 | 1949.7089 | 1535.7291 | [9 empty] | 10 | 2966.0892 | 2102.7165 | 1656.2487 | [8 empty] | 10 | 3695.2555 | 2619.6361 | 2063.4114 | [8 empty] | 10 | 2437.5509 | 1728.0257 | 1361.1157 |  |  |  | 10 | 2241.3033 | 1588.9021 | 1251.532 |  |  |  | 10 | 3361.9549 | 2383.3531 | 1877.2981 |  |  |  | 10 | 5858.8161 | 4153.425 | 3271.5323 |  |  |  | 10 | 6979.4677 | 4947.876 | 3897.2983 |  |  |  | 10 | 8100.1194 | 5742.327 | 4523.0644 |  |  |  | 10 | 10341.4227 | 7331.2291 | 5774.5964 |  |  |  | 10 | 18927.4069 | 13417.9948 | 10568.9651
| 11 | 1322.4584 | 905.8122 | 696.6546 | [7 empty] | 11 | 1362.7269 | 933.3939 | 717.8675 | [9 empty] | 11 | 1458.8843 | 999.2566 | 768.5221 | [10 empty] | 11 | 1988.9326 | 1362.3109 | 1047.7449 | [9 empty] | 11 | 2234.9208 | 1530.7994 | 1177.3284 | [9 empty] | 11 | 2966.0892 | 2031.6101 | 1562.4988 | [8 empty] | 11 | 3695.2555 | 2531.0494 | 1946.6145 | [8 empty] | 11 | 2437.5509 | 1669.5901 | 1284.0714 |  |  |  | 11 | 2241.3033 | 1535.1711 | 1180.6906 |  |  |  | 11 | 3361.9549 | 2302.7566 | 1771.0359 |  |  |  | 11 | 5858.8161 | 4012.971 | 3086.3512 |  |  |  | 11 | 6979.4677 | 4780.5565 | 3676.6965 |  |  |  | 11 | 8100.1194 | 5548.1421 | 4267.0418 |  |  |  | 11 | 10341.4227 | 7083.3131 | 5447.7325 |  |  |  | 11 | 18927.4069 | 12964.2462 | 9970.7218
| 12 | 1322.4584 | 875.1809 | 657.2213 | [7 empty] | 12 | 1362.7269 | 901.8299 | 677.2335 | [9 empty] | 12 | 1458.8843 | 965.4653 | 725.0208 | [10 empty] | 12 | 2383.1443 | 1577.1251 | 1184.3497 | [9 empty] | 12 | 2750.2569 | 1820.0741 | 1366.7934 | [9 empty] | 12 | 2966.0892 | 1962.9083 | 1474.0555 | [8 empty] | 12 | 3695.2555 | 2445.4584 | 1836.4288 | [8 empty] | 12 | 2437.5509 | 1613.1305 | 1211.3881 |  |  |  | 12 | 2241.3033 | 1483.2571 | 1113.8591 |  |  |  | 12 | 3361.9549 | 2224.8856 | 1670.7886 |  |  |  | 12 | 5858.8161 | 3877.2666 | 2911.6521 |  |  |  | 12 | 6979.4677 | 4618.8952 | 3468.5816 |  |  |  | 12 | 8100.1194 | 5360.5237 | 4025.5112 |  |  |  | 12 | 10341.4227 | 6843.7808 | 5139.3702 |  |  |  | 12 | 18927.4069 | 12525.8417 | 9406.3413
| 13 | 1322.4584 | 845.5854 | 620.0201 | [7 empty] | 13 | 1362.7269 | 871.3332 | 638.8995 | [9 empty] | 13 | 1458.8843 | 932.8167 | 683.9819 | [10 empty] | 13 | 1988.9326 | 1271.7318 | 932.4892 | [9 empty] | 13 | 2234.9208 | 1429.0177 | 1047.8181 | [9 empty] | 13 | 2966.0892 | 1896.5298 | 1390.6184 | [8 empty] | 13 | 3695.2555 | 2362.7617 | 1732.48 | [8 empty] | 13 | 2437.5509 | 1558.5802 | 1142.819 |  |  |  | 13 | 2241.3033 | 1433.0986 | 1050.8104 |  |  |  | 13 | 3361.9549 | 2149.6479 | 1576.2157 |  |  |  | 13 | 5858.8161 | 3746.1514 | 2746.8416 |  |  |  | 13 | 6979.4677 | 4462.7007 | 3272.2468 |  |  |  | 13 | 8100.1194 | 5179.25 | 3797.6521 |  |  |  | 13 | 10341.4227 | 6612.3486 | 4848.4625 |  |  |  | 13 | 18927.4069 | 12102.2626 | 8873.9069
| 14 | 1322.4584 | 816.9907 | 584.9246 | [7 empty] | 14 | 1362.7269 | 841.8679 | 602.7354 | [9 empty] | 14 | 1458.8843 | 901.2722 | 645.2659 | [10 empty] | 14 | 2383.1443 | 1472.2631 | 1054.067 | [9 empty] | 14 | 2750.2569 | 1699.0587 | 1216.4413 | [9 empty] | 14 | 2966.0892 | 1832.3959 | 1311.9041 | [8 empty] | 14 | 3695.2555 | 2282.8616 | 1634.4151 | [8 empty] | 14 | 2437.5509 | 1505.8746 | 1078.1311 |  |  |  | 14 | 2241.3033 | 1384.6364 | 991.3306 |  |  |  | 14 | 3361.9549 | 2076.9545 | 1486.9959 |  |  |  | 14 | 5858.8161 | 3619.4699 | 2591.36 |  |  |  | 14 | 6979.4677 | 4311.7881 | 3087.0253 |  |  |  | 14 | 8100.1194 | 5004.1063 | 3582.6906 |  |  |  | 14 | 10341.4227 | 6388.7426 | 4574.0212 |  |  |  | 14 | 18927.4069 | 11693.0073 | 8371.6103
| 15 | 1322.4584 | 789.363 | 551.8157 | [7 empty] | 15 | 1362.7269 | 813.3989 | 568.6183 | [9 empty] | 15 | 1458.8843 | 870.7944 | 608.7415 | [10 empty] | 15 | 1988.9326 | 1187.1752 | 829.9121 | [9 empty] | 15 | 2234.9208 | 1334.0033 | 932.5544 | [9 empty] | 15 | 2966.0892 | 1770.4308 | 1237.6454 | [8 empty] | 15 | 3695.2555 | 2205.6633 | 1541.901 | [8 empty] | 15 | 2437.5509 | 1454.9513 | 1017.1048 |  |  |  | 15 | 2241.3033 | 1337.8129 | 935.2175 |  |  |  | 15 | 3361.9549 | 2006.7193 | 1402.8263 |  |  |  | 15 | 5858.8161 | 3497.0724 | 2444.6793 |  |  |  | 15 | 6979.4677 | 4165.9788 | 2912.288 |  |  |  | 15 | 8100.1194 | 4834.8853 | 3379.8968 |  |  |  | 15 | 10341.4227 | 6172.6982 | 4315.1144 |  |  |  | 15 | 18927.4069 | 11297.5916 | 7897.7456
| 16 | 1322.4584 | 762.6696 | 520.5808 | [7 empty] | 16 | 1362.7269 | 785.8927 | 536.4324 | [9 empty] | 16 | 1458.8843 | 841.3472 | 574.2844 | [10 empty] | 16 | 2383.1443 | 1374.3734 | 938.1159 | [9 empty] | 16 | 2750.2569 | 1586.0894 | 1082.6284 | [9 empty] | 16 | 2966.0892 | 1710.5612 | 1167.59 | [8 empty] | 16 | 3695.2555 | 2131.0757 | 1454.6236 | [8 empty] | 16 | 2437.5509 | 1405.75 | 959.5329 |  |  |  | 16 | 2241.3033 | 1292.5728 | 882.2807 |  |  |  | 16 | 3361.9549 | 1938.8593 | 1323.4211 |  |  |  | 16 | 5858.8161 | 3378.8139 | 2306.3012 |  |  |  | 16 | 6979.4677 | 4025.1003 | 2747.4415 |  |  |  | 16 | 8100.1194 | 4671.3867 | 3188.5819 |  |  |  | 16 | 10341.4227 | 5963.9596 | 4070.8626 |  |  |  | 16 | 18927.4069 | 10915.5474 | 7450.7034
| 17 | 1322.4584 | 736.8788 | 491.114 | [7 empty] | 17 | 1362.7269 | 759.3166 | 506.0683 | [9 empty] | 17 | 1458.8843 | 812.8959 | 541.7777 | [10 empty] | 17 | 1988.9326 | 1108.2408 | 738.6188 | [9 empty] | 17 | 2234.9208 | 1245.3063 | 829.9701 | [9 empty] | 17 | 2966.0892 | 1652.7161 | 1101.5 | [8 empty] | 17 | 3695.2555 | 2059.0103 | 1372.2864 | [8 empty] | 17 | 2437.5509 | 1358.2126 | 905.2197 |  |  |  | 17 | 2241.3033 | 1248.8627 | 832.3403 |  |  |  | 17 | 3361.9549 | 1873.294 | 1248.5104 |  |  |  | 17 | 5858.8161 | 3264.5545 | 2175.7558 |  |  |  | 17 | 6979.4677 | 3888.9858 | 2591.926 |  |  |  | 17 | 8100.1194 | 4513.4171 | 3008.0961 |  |  |  | 17 | 10341.4227 | 5762.2798 | 3840.4364 |  |  |  | 17 | 18927.4069 | 10546.4226 | 7028.9654
| 18 | 1322.4584 | 711.9602 | 463.3151 | [7 empty] | 18 | 1362.7269 | 733.6392 | 477.4229 | [9 empty] | 18 | 1458.8843 | 785.4066 | 511.1111 | [10 empty] | 18 | 2383.1443 | 1282.9923 | 834.9198 | [9 empty] | 18 | 2750.2569 | 1480.6315 | 963.5354 | [9 empty] | 18 | 2966.0892 | 1596.8272 | 1039.1509 | [8 empty] | 18 | 3695.2555 | 1989.382 | 1294.6098 | [8 empty] | 18 | 2437.5509 | 1312.2827 | 853.9808 |  |  |  | 18 | 2241.3033 | 1206.6306 | 785.2267 |  |  |  | 18 | 3361.9549 | 1809.9459 | 1177.84 |  |  |  | 18 | 5858.8161 | 3154.1589 | 2052.5998 |  |  |  | 18 | 6979.4677 | 3757.4742 | 2445.2132 |  |  |  | 18 | 8100.1194 | 4360.7895 | 2837.8265 |  |  |  | 18 | 10341.4227 | 5567.4201 | 3623.0532 |  |  |  | 18 | 18927.4069 | 10189.7803 | 6631.0995
| 19 | 1322.4584 | 687.8842 | 437.0897 | [7 empty] | 19 | 1362.7269 | 708.8302 | 450.399 | [9 empty] | 19 | 1458.8843 | 758.847 | 482.1802 | [10 empty] | 19 | 1988.9326 | 1034.5546 | 657.3681 | [9 empty] | 19 | 2234.9208 | 1162.5068 | 738.6704 | [9 empty] | 19 | 2966.0892 | 1542.8282 | 980.3311 | [8 empty] | 19 | 3695.2555 | 1922.1082 | 1221.33 | [8 empty] | 19 | 2437.5509 | 1267.906 | 805.6423 |  |  |  | 19 | 2241.3033 | 1165.8267 | 740.7799 |  |  |  | 19 | 3361.9549 | 1748.74 | 1111.1698 |  |  |  | 19 | 5858.8161 | 3047.4965 | 1936.4149 |  |  |  | 19 | 6979.4677 | 3630.4099 | 2306.8049 |  |  |  | 19 | 8100.1194 | 4213.3232 | 2677.1948 |  |  |  | 19 | 10341.4227 | 5379.1498 | 3417.9747 |  |  |  | 19 | 18927.4069 | 9845.1984 | 6255.7542
| 20 | 1322.4584 | 664.6225 | 412.3488 | [7 empty] | 20 | 1362.7269 | 684.8601 | 424.9047 | [9 empty] | 20 | 1458.8843 | 733.1855 | 454.887 | [10 empty] | 20 | 2383.1443 | 1197.687 | 743.0757 | [9 empty] | 20 | 2750.2569 | 1382.1853 | 857.5431 | [9 empty] | 20 | 2966.0892 | 1490.6553 | 924.8406 | [8 empty] | 20 | 3695.2555 | 1857.1093 | 1152.1981 | [8 empty] | 20 | 2437.5509 | 1225.0299 | 760.0399 |  |  |  | 20 | 2241.3033 | 1126.4026 | 698.849 |  |  |  | 20 | 3361.9549 | 1689.6038 | 1048.2734 |  |  |  | 20 | 5858.8161 | 2944.4411 | 1826.8066 |  |  |  | 20 | 6979.4677 | 3507.6424 | 2176.231 |  |  |  | 20 | 8100.1194 | 4070.8437 | 2525.6555 |  |  |  | 20 | 10341.4227 | 5197.2462 | 3224.5045 |  |  |  | 20 | 18927.4069 | 9512.269 | 5901.6549
| 21 | 1322.4584 | 642.1473 | 389.0083 | [7 empty] | 21 | 1362.7269 | 661.7005 | 400.8535 | [9 empty] | 21 | 1458.8843 | 708.3918 | 429.1387 | [10 empty] | 21 | 1988.9326 | 965.7678 | 585.0553 | [9 empty] | 21 | 2234.9208 | 1085.2125 | 657.414 | [9 empty] | 21 | 2966.0892 | 1440.2466 | 872.4912 | [8 empty] | 21 | 3695.2555 | 1794.3085 | 1086.9794 | [8 empty] | 21 | 2437.5509 | 1183.6038 | 717.0188 |  |  |  | 21 | 2241.3033 | 1088.3117 | 659.2915 |  |  |  | 21 | 3361.9549 | 1632.4675 | 988.9372 |  |  |  | 21 | 5858.8161 | 2844.8706 | 1723.4024 |  |  |  | 21 | 6979.4677 | 3389.0265 | 2053.0481 |  |  |  | 21 | 8100.1194 | 3933.1823 | 2382.6939 |  |  |  | 21 | 10341.4227 | 5021.4939 | 3041.9853 |  |  |  | 21 | 18927.4069 | 9190.598 | 5567.599
| 22 | 1322.4584 | 620.4322 | 366.9889 | [7 empty] | 22 | 1362.7269 | 639.3242 | 378.1637 | [9 empty] | 22 | 1458.8843 | 684.4365 | 404.8478 | [10 empty] | 22 | 2383.1443 | 1118.0536 | 661.3347 | [9 empty] | 22 | 2750.2569 | 1290.2848 | 763.2103 | [9 empty] | 22 | 2966.0892 | 1391.5426 | 823.1049 | [8 empty] | 22 | 3695.2555 | 1733.6314 | 1025.4522 | [8 empty] | 22 | 2437.5509 | 1143.5786 | 676.4328 |  |  |  | 22 | 2241.3033 | 1051.5088 | 621.9731 |  |  |  | 22 | 3361.9549 | 1577.2633 | 932.9596 |  |  |  | 22 | 5858.8161 | 2748.6673 | 1625.8513 |  |  |  | 22 | 6979.4677 | 3274.4217 | 1936.8379 |  |  |  | 22 | 8100.1194 | 3800.1761 | 2247.8244 |  |  |  | 22 | 10341.4227 | 4851.685 | 2869.7975 |  |  |  | 22 | 18927.4069 | 8879.8049 | 5252.4519
| 23 | 1322.4584 | 599.4514 | 346.216 | [7 empty] | 23 | 1362.7269 | 617.7045 | 356.7582 | [9 empty] | 23 | 1458.8843 | 661.2913 | 381.9319 | [10 empty] | 23 | 1988.9326 | 901.5546 | 520.6971 | [9 empty] | 23 | 2234.9208 | 1013.0575 | 585.0962 | [9 empty] | 23 | 2966.0892 | 1344.4856 | 776.514 | [8 empty] | 23 | 3695.2555 | 1675.0062 | 967.4078 | [8 empty] | 23 | 2437.5509 | 1104.9068 | 638.1442 |  |  |  | 23 | 2241.3033 | 1015.9506 | 586.7671 |  |  |  | 23 | 3361.9549 | 1523.9259 | 880.1506 |  |  |  | 23 | 5858.8161 | 2655.7172 | 1533.822 |  |  |  | 23 | 6979.4677 | 3163.6925 | 1827.2055 |  |  |  | 23 | 8100.1194 | 3671.6677 | 2120.5891 |  |  |  | 23 | 10341.4227 | 4687.6183 | 2707.3561 |  |  |  | 23 | 18927.4069 | 8579.5216 | 4955.1433
| 24 | 1322.4584 | 579.1801 | 326.6188 | [7 empty] | 24 | 1362.7269 | 596.816 | 336.5643 | [9 empty] | 24 | 1458.8843 | 638.9288 | 360.3131 | [10 empty] | 24 | 2383.1443 | 1043.715 | 588.5855 | [9 empty] | 24 | 2750.2569 | 1204.4946 | 679.2545 | [9 empty] | 24 | 2966.0892 | 1299.0199 | 732.5604 | [8 empty] | 24 | 3695.2555 | 1618.3635 | 912.6488 | [8 empty] | 24 | 2437.5509 | 1067.5428 | 602.0228 |  |  |  | 24 | 2241.3033 | 981.5948 | 553.5538 |  |  |  | 24 | 3361.9549 | 1472.3921 | 830.3307 |  |  |  | 24 | 5858.8161 | 2565.9103 | 1447.0019 |  |  |  | 24 | 6979.4677 | 3056.7077 | 1723.7788 |  |  |  | 24 | 8100.1194 | 3547.5051 | 2000.5557 |  |  |  | 24 | 10341.4227 | 4529.0998 | 2554.1096 |  |  |  | 24 | 18927.4069 | 8289.3929 | 4674.6635
| 25 | 1322.4584 | 559.5943 | 308.131 | [7 empty] | 25 | 1362.7269 | 576.6338 | 317.5135 | [9 empty] | 25 | 1458.8843 | 617.3225 | 339.918 | [10 empty] | 25 | 1988.9326 | 841.6109 | 463.4186 | [9 empty] | 25 | 2234.9208 | 945.7 | 520.7335 | [9 empty] | 25 | 2966.0892 | 1255.0917 | 691.0947 | [8 empty] | 25 | 3695.2555 | 1563.6362 | 860.9895 | [8 empty] | 25 | 2437.5509 | 1031.4423 | 567.946 |  |  |  | 25 | 2241.3033 | 948.4007 | 522.2206 |  |  |  | 25 | 3361.9549 | 1422.6011 | 783.3309 |  |  |  | 25 | 5858.8161 | 2479.1404 | 1365.0961 |  |  |  | 25 | 6979.4677 | 2953.3408 | 1626.2064 |  |  |  | 25 | 8100.1194 | 3427.5411 | 1887.3167 |  |  |  | 25 | 10341.4227 | 4375.9419 | 2409.5373 |  |  |  | 25 | 18927.4069 | 8009.0752 | 4410.0599
| 26 | 1322.4584 | 540.6708 | 290.6896 | [7 empty] | 26 | 1362.7269 | 557.1341 | 299.541 | [9 empty] | 26 | 1458.8843 | 596.4469 | 320.6774 | [10 empty] | 26 | 2383.1443 | 974.3192 | 523.839 | [9 empty] | 26 | 2750.2569 | 1124.4086 | 604.5341 | [9 empty] | 26 | 2966.0892 | 1212.649 | 651.9762 | [8 empty] | 26 | 3695.2555 | 1510.7597 | 812.2542 | [8 empty] | 26 | 2437.5509 | 996.5626 | 535.7981 |  |  |  | 26 | 2241.3033 | 916.3292 | 492.6609 |  |  |  | 26 | 3361.9549 | 1374.4938 | 738.9914 |  |  |  | 26 | 5858.8161 | 2395.3047 | 1287.8265 |  |  |  | 26 | 6979.4677 | 2853.4693 | 1534.157 |  |  |  | 26 | 8100.1194 | 3311.6339 | 1780.4875 |  |  |  | 26 | 10341.4227 | 4227.9632 | 2273.1484 |  |  |  | 26 | 18927.4069 | 7738.2369 | 4160.4338
| 27 | 1322.4584 | 522.3872 | 274.2355 | [7 empty] | 27 | 1362.7269 | 538.2938 | 282.5859 | [9 empty] | 27 | 1458.8843 | 576.2772 | 302.5259 | [10 empty] | 27 | 1988.9326 | 785.6527 | 412.4409 | [9 empty] | 27 | 2234.9208 | 882.8211 | 463.451 | [9 empty] | 27 | 2966.0892 | 1171.6416 | 615.0718 | [8 empty] | 27 | 3695.2555 | 1459.6712 | 766.2776 | [8 empty] | 27 | 2437.5509 | 962.8625 | 505.4699 |  |  |  | 27 | 2241.3033 | 885.3422 | 464.7745 |  |  |  | 27 | 3361.9549 | 1328.0133 | 697.1617 |  |  |  | 27 | 5858.8161 | 2314.3041 | 1214.9307 |  |  |  | 27 | 6979.4677 | 2756.9752 | 1447.3179 |  |  |  | 27 | 8100.1194 | 3199.6463 | 1679.7052 |  |  |  | 27 | 10341.4227 | 4084.9886 | 2144.4796 |  |  |  | 27 | 18927.4069 | 7476.5574 | 3924.9376
| 28 | 1322.4584 | 504.722 | 258.7127 | [7 empty] | 28 | 1362.7269 | 520.0906 | 266.5905 | [9 empty] | 28 | 1458.8843 | 556.7895 | 285.4017 | [10 empty] | 28 | 2383.1443 | 909.5374 | 466.2149 | [9 empty] | 28 | 2750.2569 | 1049.6475 | 538.0332 | [9 empty] | 28 | 2966.0892 | 1132.0208 | 580.2565 | [8 empty] | 28 | 3695.2555 | 1410.3103 | 722.9034 | [8 empty] | 28 | 2437.5509 | 930.3019 | 476.8584 |  |  |  | 28 | 2241.3033 | 855.4031 | 438.4665 |  |  |  | 28 | 3361.9549 | 1283.1047 | 657.6997 |  |  |  | 28 | 5858.8161 | 2236.0426 | 1146.161 |  |  |  | 28 | 6979.4677 | 2663.7442 | 1365.3943 |  |  |  | 28 | 8100.1194 | 3091.4457 | 1584.6275 |  |  |  | 28 | 10341.4227 | 3946.8488 | 2023.094 |  |  |  | 28 | 18927.4069 | 7223.727 | 3702.7713
| 29 | 1322.4584 | 487.6541 | 244.0686 | [7 empty] | 29 | 1362.7269 | 502.503 | 251.5004 | [9 empty] | 29 | 1458.8843 | 537.9609 | 269.2469 | [10 empty] | 29 | 1988.9326 | 733.4152 | 367.0709 | [9 empty] | 29 | 2234.9208 | 824.1229 | 412.4697 | [9 empty] | 29 | 2966.0892 | 1093.7399 | 547.4118 | [8 empty] | 29 | 3695.2555 | 1362.6186 | 681.9843 | [8 empty] | 29 | 2437.5509 | 898.8424 | 449.8665 |  |  |  | 29 | 2241.3033 | 826.4764 | 413.6476 |  |  |  | 29 | 3361.9549 | 1239.7147 | 620.4714 |  |  |  | 29 | 5858.8161 | 2160.4276 | 1081.284 |  |  |  | 29 | 6979.4677 | 2573.6659 | 1288.1078 |  |  |  | 29 | 8100.1194 | 2986.9041 | 1494.9316 |  |  |  | 29 | 10341.4227 | 3813.3805 | 1908.5792 |  |  |  | 29 | 18927.4069 | 6979.4464 | 3493.1805
| 30 | 1322.4584 | 471.1634 | 230.2534 | [7 empty] | 30 | 1362.7269 | 485.5102 | 237.2646 | [9 empty] | 30 | 1458.8843 | 519.769 | 254.0065 | [10 empty] | 30 | 2383.1443 | 849.0629 | 414.9296 | [9 empty] | 30 | 2750.2569 | 979.8572 | 478.8476 | [9 empty] | 30 | 2966.0892 | 1056.7536 | 516.4262 | [8 empty] | 30 | 3695.2555 | 1316.5398 | 643.3814 | [8 empty] | 30 | 2437.5509 | 868.4468 | 424.4023 |  |  |  | 30 | 2241.3033 | 798.528 | 390.2336 |  |  |  | 30 | 3361.9549 | 1197.792 | 585.3504 |  |  |  | 30 | 5858.8161 | 2087.3697 | 1020.0792 |  |  |  | 30 | 6979.4677 | 2486.6337 | 1215.196 |  |  |  | 30 | 8100.1194 | 2885.8977 | 1410.3128 |  |  |  | 30 | 10341.4227 | 3684.4256 | 1800.5465 |  |  |  | 30 | 18927.4069 | 6743.4264 | 3295.4533
| Operational Cost | [10 empty] | Operational Cost | [12 empty] | Operational Cost | [13 empty] | Operational Cost | [12 empty] | Operational Cost | [12 empty] | Operational Cost | [11 empty] | Operational Cost | [11 empty] | Operational Cost | [6 empty] | Operational Cost | [6 empty] | Operational Cost | [6 empty] | Operational Cost | [6 empty] | Operational Cost | [6 empty] | Operational Cost | [6 empty] | Operational Cost | [6 empty] | Operational Cost
|  | 39673.7508 | 24322.7142 | 18203.416 | [8 empty] | 40881.807 | 25063.335 | 18757.7057 | [10 empty] | 43766.5296 | 26831.8667 | 20081.2963 | [11 empty] | 65581.154 | 40143.3692 | 30011.4272 | [10 empty] | 74777.6664 | 45762.301 | 34206.7614 | [10 empty] | 88982.6766 | 54552.4476 | 40827.7173 | [9 empty] | 110857.6649 | 67963.3069 | 50864.568 | [9 empty] | 73126.5282 | 44831.5476 | 33552.4771 |  |  |  |  | 67239.0983 | 41222.1516 | 30851.1612 |  |  |  |  | 100858.6475 | 61833.2275 | 46276.7417 |  |  |  |  | 175764.4832 | 107755.6119 | 80645.6145 |  |  |  |  | 209384.0324 | 128366.6877 | 96071.1951 |  |  |  |  | 243003.5815 | 148977.7636 | 111496.7756 |  |  |  |  | 310242.6799 | 190199.9152 | 142347.9368 |  |  |  |  | 567822.2059 | 348113.7265 | 260532.5596
Overall Costing
| CSA | Dry | [9 empty] | CSA | Dry | [11 empty] | CSA | Dry | [12 empty] | CSA | Dry | [11 empty] | CSA | Dry | [11 empty] | CSA | Dry | [10 empty] | CSA | Dry | [10 empty] | CSA | Dry | [5 empty] | CSA | Dry | [5 empty] | CSA | Dry | [5 empty] | CSA | Dry | [5 empty] | CSA | Dry | [5 empty] | CSA | Dry | [5 empty] | CSA | Dry | [5 empty] | CSA | Dry
| Discout Rate | [10 empty] | Discout Rate | [12 empty] | Discout Rate | [13 empty] | Discout Rate | [12 empty] | Discout Rate | [12 empty] | Discout Rate | [11 empty] | Discout Rate | [11 empty] | Discout Rate | [6 empty] | Discout Rate | [6 empty] | Discout Rate | [6 empty] | Discout Rate | [6 empty] | Discout Rate | [6 empty] | Discout Rate | [6 empty] | Discout Rate | [6 empty] | Discout Rate
| 0 | 43216.0934 | [9 empty] | 0 | 47444.5738 | [11 empty] | 0 | 54682.8109 | [12 empty] | 0 | 83184.6227 | [11 empty] | 0 | 102067.4347 | [11 empty] | 0 | 124761.7932 | [10 empty] | 0 | 150856.6589 | [10 empty] | 0 | 73126.5282 | [5 empty] | 0 | 67239.0983 | [5 empty] | 0 | 100858.6475 | [5 empty] | 0 | 175764.4832 | [5 empty] | 0 | 209384.0324 | [5 empty] | 0 | 243003.5815 | [5 empty] | 0 | 310242.6799 | [5 empty] | 0 | 967812.1461
| 0.035 | 27865.0569 |  | 3542.3426 |  | 0.12712 | [5 empty] | 0.035 | 31626.1018 |  | 6562.7668 |  | 0.20751 | [7 empty] | 0.035 | 37748.148 |  | 10916.2813 |  | 0.28919 | [8 empty] | 0.035 | 57746.8379 |  | 17603.4687 |  | 0.30484 | [7 empty] | 0.035 | 73052.0693 |  | 27289.7683 |  | 0.37357 | [7 empty] | 0.035 | 90331.5643 |  | 35779.1166 |  | 0.39609 | [6 empty] | 0.035 | 107962.3009 |  | 39998.994 |  | 0.37049 | [6 empty] | 0.035 | 116389.7808 |  | 71558.2332 |  | 0.61482 |  | 0.035 | 121220.1397 |  | 79997.9881 |  | 0.65994 |  | 0.035 | 181830.2096 |  | 119996.9821 |  | 0.65994 |  | 0.035 | 267751.588 |  | 159995.9761 |  | 0.59755 |  | 0.035 | 328361.6579 |  | 199994.9701 |  | 0.60907 |  | 0.035 | 388971.7277 |  | 239993.9642 |  | 0.617 |  | 0.035 | 510191.8674 |  | 319991.9522 |  | 0.6272 |  | 0.035 | 748103.6668 |  | 399989.9403 |  | 0.53467
| 0.06 | 21745.7587 | [9 empty] | 0.06 | 25320.4725 | [11 empty] | 0.06 | 30997.5777 | [12 empty] | 0.06 | 47614.8959 | [11 empty] | 0.06 | 61496.5298 | [11 empty] | 0.06 | 76606.8339 | [10 empty] | 0.06 | 90863.562 | [10 empty] | 0.06 | 33552.4771 | [5 empty] | 0.06 | 30851.1612 | [5 empty] | 0.06 | 46276.7417 | [5 empty] | 0.06 | 80645.6145 | [5 empty] | 0.06 | 96071.1951 | [5 empty] | 0.06 | 111496.7756 | [5 empty] | 0.06 | 142347.9368 | [5 empty] | 0.06 | 660522.4998

## ABR-T
Scenario
Tank Cost Curve
= 940.07x0.6353 | [6 empty] | Construction Costs
[6 empty] | 20% | [11 empty] | OVERALL |  | Unit |  | Cost
PE | Size (m3) | Tanks | Tank Size | Tank Cost | Total Tank Cost | Baffling |  |  |  |  | Area | Width | Length | Width | Legnth | Excavation | Concrete | Excavation | Concrete | Excavation | Concrete | Excavation | Concrete | Costs
5 | 6 | 1 | 6 | 2934.4025 | 2934.4025 | 3521.283 |  |  |  |  | 2.4 | 0.89443 | 2.6833 | 0.9 | 2.69 | 12.3375 | 6.3375 | 12.3375 | 6.3375 | 11.958 | 99.5089 | 147.5324 | 630.6378 | 4299.4532
10 | 12 | 1 | 12 | 4557.8921 | 4557.8921 | 5469.4705 |  |  |  |  | 4.8 | 1.2649 | 3.7947 | 1.27 | 3.8 | 20.57 | 8.57 | 20.57 | 8.57 |  |  | 245.977 | 852.7915 | 6568.239
20 | 24 | 1 | 24 | 7079.5947 | 7079.5947 | 8495.5136 |  |  |  |  | 9.6 | 1.7889 | 5.3666 | 1.79 | 5.37 | 35.6707 | 11.6707 | 35.6707 | 11.6707 |  |  | 426.5525 | 1161.3438 | 10083.4099
30 | 36 | 1 | 36 | 9159.6562 | 9159.6562 | 10991.5874 |  | Excess | 0.3 | m | 14.4 | 2.1909 | 6.5727 | 2.2 | 6.58 | 50.26 | 14.26 | 50.26 | 14.26 |  |  | 601.0114 | 1418.9973 | 13011.5961
50 | 60 | 1 | 60 | 12671.2565 | 12671.2565 | 15205.5078 |  | L:W Ratio | 3:01 |  | 24 | 2.8284 | 8.4853 | 2.83 | 8.49 | 77.9467 | 17.9467 | 77.9467 | 17.9467 |  |  | 932.0908 | 1785.8619 | 17923.4605
75 | 90 | 2 | 45 | 10554.7051 | 21109.4102 | 25331.2922 |  | Depth | 2.5 | m | 18 | 2.4495 | 7.3485 | 2.45 | 7.35 | 60.6187 | 15.6187 | 121.2375 | 31.2375 |  |  | 1449.7636 | 3108.4102 | 29889.466
100 | 120 | 2 | 60 | 12671.2565 | 25342.513 | 30411.0156 |  |  |  |  | 24 | 2.8284 | 8.4853 | 2.83 | 8.49 | 77.9467 | 17.9467 | 155.8935 | 35.8935 |  |  | 1864.1817 | 3571.7237 | 35846.921
200 | 240 | 3 | 80 | 15212.2433 | 45636.7298 | 54764.0758 |  |  |  |  | 32 | 3.266 | 9.798 | 3.27 | 9.8 | 100.62 | 20.62 | 301.86 | 61.86 |  |  | 3609.6558 | 6155.6223 | 64529.3539
300 | 360 | 6 | 60 | 12671.2565 | 76027.5391 | 91233.0469 |  |  |  |  | 24 | 2.8284 | 8.4853 | 2.83 | 8.49 | 77.9467 | 17.9467 | 467.6805 | 107.6805 |  |  | 5592.545 | 10715.1712 | 107540.7631
400 | 480 | 6 | 80 | 15212.2433 | 91273.4597 | 109528.1516 |  |  |  |  | 32 | 3.266 | 9.798 | 3.27 | 9.8 | 100.62 | 20.62 | 603.72 | 123.72 |  |  | 7219.3116 | 12311.2446 | 129058.7078
500 | 600 | 8 | 75 | 14601.1349 | 116809.0794 | 140170.8953 |  |  |  |  | 30 | 3.1623 | 9.4868 | 3.17 | 9.49 | 95.0982 | 20.0982 | 760.786 | 160.786 |  |  | 9097.514 | 15999.6426 | 165268.0519
600 | 720 | 9 | 80 | 15212.2433 | 136910.1895 | 164292.2274 |  |  |  |  | 32 | 3.266 | 9.798 | 3.27 | 9.8 | 100.62 | 20.62 | 905.58 | 185.58 |  |  | 10828.9674 | 18466.867 | 193588.0618
800 | 960 | 12 | 80 | 15212.2433 | 182546.9194 | 219056.3032 |  |  |  |  | 32 | 3.266 | 9.798 | 3.27 | 9.8 | 100.62 | 20.62 | 1207.44 | 247.44 |  |  | 14438.6232 | 24622.4893 | 258117.4157
1000 | 1200 | 15 | 80 | 15212.2433 | 228183.6492 | 273820.379 |  |  |  |  | 32 | 3.266 | 9.798 | 3.27 | 9.8 | 100.62 | 20.62 | 1509.3 | 309.3 |  |  | 18048.2789 | 30778.1116 | 322646.7696

## ABR-Exca (hidden)
Excavation ABR | [10 empty] | 5 PE | [6 empty] | 10 PE | [5 empty] | 20 PE | [5 empty] | 30 PE | [5 empty] | 50 PE | [5 empty] | 75 PE | [5 empty] | 100 PE | [5 empty] | 150 PE |  |  |  |  | 200 PE | [5 empty] | 300 PE | [5 empty] | 400 PE | [5 empty] | 500 PE | [5 empty] | 600 PE | [5 empty] | 800 PE | [5 empty] | 1000 PE
Design Princinple
[12 empty] | Excavation and Lining | [6 empty] | Excavation and Lining | [5 empty] | Excavation and Lining | [5 empty] | Excavation and Lining | [5 empty] | Excavation and Lining | [5 empty] | Excavation and Lining | [5 empty] | Excavation and Lining | [10 empty] | Excavation and Lining | [5 empty] | Excavation and Lining | [5 empty] | Excavation and Lining | [5 empty] | Excavation and Lining | [5 empty] | Excavation and Lining | [5 empty] | Excavation and Lining | [5 empty] | Excavation and Lining
Main body is made from excavated lined hole | [11 empty] | Item | Unit | Ref | Ref (2021) | Cost (£) |  |  | Item | Unit | Ref | Ref (2021) | Cost (£) |  | Item | Unit | Ref | Ref (2021) | Cost (£) |  | Item | Unit | Ref | Ref (2021) | Cost (£) |  | Item | Unit | Ref | Ref (2021) | Cost (£) |  | Item | Unit | Ref | Ref (2021) | Cost (£) |  | Item | Unit | Ref | Ref (2021) | Cost (£) | [6 empty] | Item | Unit | Ref | Ref (2021) | Cost (£) |  | Item | Unit | Ref | Ref (2021) | Cost (£) |  | Item | Unit | Ref | Ref (2021) | Cost (£) |  | Item | Unit | Ref | Ref (2021) | Cost (£) |  | Item | Unit | Ref | Ref (2021) | Cost (£) |  | Item | Unit | Ref | Ref (2021) | Cost (£) |  | Item | Unit | Ref | Ref (2021) | Cost (£)
Baffles are put in place by fence posting, the depth of excavation is based on fence panelling | [11 empty] | Excavation | 7.36 | 11.958 | 11.958 | 88.0112 |  |  | Excavation | 14.3106 | 11.958 | 11.958 | 171.1264 |  | Excavation | 28.2262 | 11.958 | 11.958 | 337.5301 |  | Excavation | 42.0768 | 11.958 | 11.958 | 503.1568 |  | Excavation | 69.6894 | 11.958 | 11.958 | 833.3488 |  | Excavation | 104.1191 | 11.958 | 11.958 | 1245.061 |  | Excavation | 138.4956 | 11.958 | 11.958 | 1656.1373 | [6 empty] | Excavation | 275.7424 | 11.958 | 11.958 | 3297.3402 |  | Excavation | 412.7837 | 11.958 | 11.958 | 4936.086 |  | Excavation | 549.7186 | 11.958 | 11.958 | 6573.5599 |  | Excavation | 686.5855 | 11.958 | 11.958 | 8210.221 |  | Excavation | 823.4041 | 11.958 | 11.958 | 9846.3047 |  | Excavation | 1096.9393 | 11.958 | 11.958 | 13117.2509 |  | Excavation | 1370.3784 | 11.958 | 11.958 | 16387.0476
The cover is made from synthethic rudder and the sizing is based on a semi circular hood as maximum length | [11 empty] | Geotextile | 22.6 | 2.0491 | 2.0491 | 46.3085 |  |  | Geotextile | 34.9519 | 2.0491 | 2.0491 | 71.6182 |  | Geotextile | 55.3559 | 2.0491 | 2.0491 | 113.427 |  | Geotextile | 73.5507 | 2.0491 | 2.0491 | 150.7091 |  | Geotextile | 106.9224 | 2.0491 | 2.0491 | 219.0893 |  | Geotextile | 145.7148 | 2.0491 | 2.0491 | 298.577 |  | Geotextile | 182.6992 | 2.0491 | 2.0491 | 374.3597 | [6 empty] | Geotextile | 321.8157 | 2.0491 | 2.0491 | 659.4164 |  | Geotextile | 453.946 | 2.0491 | 2.0491 | 930.1582 |  | Geotextile | 582.4601 | 2.0491 | 2.0491 | 1193.49 |  | Geotextile | 708.6632 | 2.0491 | 2.0491 | 1452.0864 |  | Geotextile | 833.2247 | 2.0491 | 2.0491 | 1707.3191 |  | Geotextile | 1078.875 | 2.0491 | 2.0491 | 2210.6689 |  | Geotextile | 1321.257 | 2.0491 | 2.0491 | 2707.3218
[12 empty] | Imperable liner | 22.6 | 5.2014 | 5.2014 | 117.5524 |  |  | Imperable liner | 34.9519 | 5.2014 | 5.2014 | 181.8 |  | Imperable liner | 55.3559 | 5.2014 | 5.2014 | 287.9302 |  | Imperable liner | 73.5507 | 5.2014 | 5.2014 | 382.5693 |  | Imperable liner | 106.9224 | 5.2014 | 5.2014 | 556.1498 |  | Imperable liner | 145.7148 | 5.2014 | 5.2014 | 757.9263 |  | Imperable liner | 182.6992 | 5.2014 | 5.2014 | 950.2977 | [6 empty] | Imperable liner | 321.8157 | 5.2014 | 5.2014 | 1673.9033 |  | Imperable liner | 453.946 | 5.2014 | 5.2014 | 2361.1708 |  | Imperable liner | 582.4601 | 5.2014 | 5.2014 | 3029.6284 |  | Imperable liner | 708.6632 | 5.2014 | 5.2014 | 3686.0654 |  | Imperable liner | 833.2247 | 5.2014 | 5.2014 | 4333.9638 |  | Imperable liner | 1078.875 | 5.2014 | 5.2014 | 5611.6979 |  | Imperable liner | 1321.257 | 5.2014 | 5.2014 | 6872.4324
Single ABR System |  | 48h @ 3 DWF | [12 empty] | Sub Total | 251.8722 | [5 empty] | Sub Total | 424.5445 |  |  |  |  | Sub Total | 738.8873 |  |  |  |  | Sub Total | 1036.4352 |  |  |  |  | Sub Total | 1608.5879 |  |  |  |  | Sub Total | 2301.5643 |  |  |  |  | Sub Total | 2980.7947 | [9 empty] | Sub Total | 5630.6598 |  |  |  |  | Sub Total | 8227.4149 |  |  |  |  | Sub Total | 10796.6782 |  |  |  |  | Sub Total | 13348.3727 |  |  |  |  | Sub Total | 15887.5876 |  |  |  |  | Sub Total | 20939.6177 |  |  |  |  | Sub Total | 25966.8018
PE | Excavation | Tank Connector | Bell Siphon | Fence Post 2.4m | Fence Post 3.1m | Fence Panel 300mm | Fence Panel 150mm | Geotextile | Imperemable Liner | Gas Cover
5 | 7.36 | 2 | 1 | 0 | 8 | 24 | 4 | 22.6 | 22.6 | 5.4978 |  | Baffling | [6 empty] | Baffling | [5 empty] | Baffling | [5 empty] | Baffling | [5 empty] | Baffling | [5 empty] | Baffling | [5 empty] | Baffling | [10 empty] | Baffling | [5 empty] | Baffling | [5 empty] | Baffling | [5 empty] | Baffling | [5 empty] | Baffling | [5 empty] | Baffling | [5 empty] | Baffling
10 | 14.3106 | 2 | 1 | 0 | 8 | 28 | 4 | 34.9519 | 34.9519 | 9.996 |  | Item | Unit | Ref | Ref (2021) | Cost (£) |  |  | Item | Unit | Ref | Ref (2021) | Cost (£) |  | Item | Unit | Ref | Ref (2021) | Cost (£) |  | Item | Unit | Ref | Ref (2021) | Cost (£) |  | Item | Unit | Ref | Ref (2021) | Cost (£) |  | Item | Unit | Ref | Ref (2021) | Cost (£) |  | Item | Unit | Ref | Ref (2021) | Cost (£) | [6 empty] | Item | Unit | Ref | Ref (2021) | Cost (£) |  | Item | Unit | Ref | Ref (2021) | Cost (£) |  | Item | Unit | Ref | Ref (2021) | Cost (£) |  | Item | Unit | Ref | Ref (2021) | Cost (£) |  | Item | Unit | Ref | Ref (2021) | Cost (£) |  | Item | Unit | Ref | Ref (2021) | Cost (£) |  | Item | Unit | Ref | Ref (2021) | Cost (£)
20 | 28.2262 | 2 | 1 | 0 | 12 | 56 | 8 | 55.3559 | 55.3559 | 19.992 |  | Fence Post 3.1m | 8 |  | 24.4 | 195.2 |  |  | Fence Post 3.1m | 8 |  | 24.4 | 195.2 |  | Fence Post 3.1m | 12 |  | 24.4 | 292.8 |  | Fence Post 3.1m | 12 |  | 24.4 | 292.8 |  | Fence Post 3.1m | 12 |  | 24.4 | 292.8 |  | Fence Post 3.1m | 16 |  | 24.4 | 390.4 |  | Fence Post 3.1m | 16 |  | 24.4 | 390.4 | [6 empty] | Fence Post 3.1m | 20 |  | 24.4 | 488 |  | Fence Post 3.1m | 24 |  | 24.4 | 585.6 |  | Fence Post 3.1m | 24 |  | 24.4 | 585.6 |  | Fence Post 3.1m | 28 |  | 24.4 | 683.2 |  | Fence Post 3.1m | 28 |  | 24.4 | 683.2 |  | Fence Post 3.1m | 32 |  | 24.4 | 780.8 |  | Fence Post 3.1m | 36 |  | 24.4 | 878.4
30 | 42.0768 | 2 | 1 | 0 | 12 | 56 | 8 | 73.5507 | 73.5507 | 29.9879 |  | Fence Panel 300mm | 24 |  | 9.24 | 221.76 |  |  | Fence Panel 300mm | 28 |  | 9.24 | 258.72 |  | Fence Panel 300mm | 56 |  | 9.24 | 517.44 |  | Fence Panel 300mm | 56 |  | 9.24 | 517.44 |  | Fence Panel 300mm | 56 |  | 9.24 | 517.44 |  | Fence Panel 300mm | 84 |  | 9.24 | 776.16 |  | Fence Panel 300mm | 84 |  | 9.24 | 776.16 | [6 empty] | Fence Panel 300mm | 112 |  | 9.24 | 1034.88 |  | Fence Panel 300mm | 140 |  | 9.24 | 1293.6 |  | Fence Panel 300mm | 140 |  | 9.24 | 1293.6 |  | Fence Panel 300mm | 168 |  | 9.24 | 1552.32 |  | Fence Panel 300mm | 168 |  | 9.24 | 1552.32 |  | Fence Panel 300mm | 196 |  | 9.24 | 1811.04 |  | Fence Panel 300mm | 224 |  | 9.24 | 2069.76
50 | 69.6894 | 2 | 1 | 0 | 12 | 56 | 8 | 106.9224 | 106.9224 | 49.9799 |  | Fence Panel 150mm | 4 |  | 6.83 | 27.32 |  |  | Fence Panel 150mm | 4 |  | 6.83 | 27.32 |  | Fence Panel 150mm | 8 |  | 6.83 | 54.64 |  | Fence Panel 150mm | 8 |  | 6.83 | 54.64 |  | Fence Panel 150mm | 8 |  | 6.83 | 54.64 |  | Fence Panel 150mm | 12 |  | 6.83 | 81.96 |  | Fence Panel 150mm | 12 |  | 6.83 | 81.96 | [6 empty] | Fence Panel 150mm | 16 |  | 6.83 | 109.28 |  | Fence Panel 150mm | 20 |  | 6.83 | 136.6 |  | Fence Panel 150mm | 20 |  | 6.83 | 136.6 |  | Fence Panel 150mm | 24 |  | 6.83 | 163.92 |  | Fence Panel 150mm | 24 |  | 6.83 | 163.92 |  | Fence Panel 150mm | 28 |  | 6.83 | 191.24 |  | Fence Panel 150mm | 32 |  | 6.83 | 218.56
75 | 104.1191 | 2 | 1 | 0 | 16 | 84 | 12 | 145.7148 | 145.7148 | 74.9698 |  | Excavation | 1.458 | 11.958 | 11.958 | 17.4348 |  |  | Excavation | 1.458 | 11.958 | 11.958 | 17.4348 |  | Excavation | 2.187 | 11.958 | 11.958 | 26.1522 |  | Excavation | 2.187 | 11.958 | 11.958 | 26.1522 |  | Excavation | 2.187 | 11.958 | 11.958 | 26.1522 |  | Excavation | 2.916 | 11.958 | 11.958 | 34.8697 |  | Excavation | 2.916 | 11.958 | 11.958 | 34.8697 | [6 empty] | Excavation | 3.645 | 11.958 | 11.958 | 43.5871 |  | Excavation | 4.374 | 11.958 | 11.958 | 52.3045 |  | Excavation | 4.374 | 11.958 | 11.958 | 52.3045 |  | Excavation | 5.103 | 11.958 | 11.958 | 61.0219 |  | Excavation | 5.103 | 11.958 | 11.958 | 61.0219 |  | Excavation | 5.832 | 11.958 | 11.958 | 69.7393 |  | Excavation | 6.561 | 11.958 | 11.958 | 78.4567
100 | 138.4956 | 2 | 1 | 0 | 16 | 84 | 12 | 182.6992 | 182.6992 | 99.9598 |  | Concrete | 1.458 | 99.5089 | 99.5089 | 145.084 |  |  | Concrete | 1.458 | 99.5089 | 99.5089 | 145.084 |  | Concrete | 2.187 | 99.5089 | 99.5089 | 217.626 |  | Concrete | 2.187 | 99.5089 | 99.5089 | 217.626 |  | Concrete | 2.187 | 99.5089 | 99.5089 | 217.626 |  | Concrete | 2.916 | 99.5089 | 99.5089 | 290.168 |  | Concrete | 2.916 | 99.5089 | 99.5089 | 290.168 | [6 empty] | Concrete | 3.645 | 99.5089 | 99.5089 | 362.71 |  | Concrete | 4.374 | 99.5089 | 99.5089 | 435.2521 |  | Concrete | 4.374 | 99.5089 | 99.5089 | 435.2521 |  | Concrete | 5.103 | 99.5089 | 99.5089 | 507.7941 |  | Concrete | 5.103 | 99.5089 | 99.5089 | 507.7941 |  | Concrete | 5.832 | 99.5089 | 99.5089 | 580.3361 |  | Concrete | 6.561 | 99.5089 | 99.5089 | 652.8781
200 | 275.7424 | 2 | 1 | 0 | 20 | 112 | 16 | 321.8157 | 321.8157 | 199.9195 |  |  |  |  | Sub Total | 606.7988 | [5 empty] | Sub Total | 643.7588 |  |  |  |  | Sub Total | 1108.6583 |  |  |  |  | Sub Total | 1108.6583 |  |  |  |  | Sub Total | 1108.6583 |  |  |  |  | Sub Total | 1573.5577 |  |  |  |  | Sub Total | 1573.5577 | [9 empty] | Sub Total | 2038.4571 |  |  |  |  | Sub Total | 2503.3565 |  |  |  |  | Sub Total | 2503.3565 |  |  |  |  | Sub Total | 2968.256 |  |  |  |  | Sub Total | 2968.256 |  |  |  |  | Sub Total | 3433.1554 |  |  |  |  | Sub Total | 3898.0548
300 | 412.7837 | 2 | 1 | 0 | 24 | 140 | 20 | 453.946 | 453.946 | 299.8793
400 | 549.7186 | 2 | 1 | 0 | 24 | 140 | 20 | 582.4601 | 582.4601 | 399.8391 |  | Gas Cover and Collection | [6 empty] | Gas Cover and Collection | [5 empty] | Gas Cover and Collection | [5 empty] | Gas Cover and Collection | [5 empty] | Gas Cover and Collection | [5 empty] | Gas Cover and Collection | [5 empty] | Gas Cover and Collection | [10 empty] | Gas Cover and Collection | [5 empty] | Gas Cover and Collection | [5 empty] | Gas Cover and Collection | [5 empty] | Gas Cover and Collection | [5 empty] | Gas Cover and Collection | [5 empty] | Gas Cover and Collection | [5 empty] | Gas Cover and Collection
500 | 686.5855 | 2 | 1 | 0 | 28 | 168 | 24 | 708.6632 | 708.6632 | 499.7988 |  | Item | Unit | Ref | Ref (2021) | Cost (£) |  |  | Item | Unit | Ref | Ref (2021) | Cost (£) |  | Item | Unit | Ref | Ref (2021) | Cost (£) |  | Item | Unit | Ref | Ref (2021) | Cost (£) |  | Item | Unit | Ref | Ref (2021) | Cost (£) |  | Item | Unit | Ref | Ref (2021) | Cost (£) |  | Item | Unit | Ref | Ref (2021) | Cost (£) | [6 empty] | Item | Unit | Ref | Ref (2021) | Cost (£) |  | Item | Unit | Ref | Ref (2021) | Cost (£) |  | Item | Unit | Ref | Ref (2021) | Cost (£) |  | Item | Unit | Ref | Ref (2021) | Cost (£) |  | Item | Unit | Ref | Ref (2021) | Cost (£) |  | Item | Unit | Ref | Ref (2021) | Cost (£) |  | Item | Unit | Ref | Ref (2021) | Cost (£)
600 | 823.4041 | 2 | 1 | 0 | 28 | 168 | 24 | 833.2247 | 833.2247 | 599.7586 |  | Gas Cover | 5.4978 | 5.2014 | 5.2014 | 28.5964 |  |  | Gas Cover | 9.996 | 5.2014 | 5.2014 | 51.9934 |  | Gas Cover | 19.992 | 5.2014 | 5.2014 | 103.9868 |  | Gas Cover | 29.9879 | 5.2014 | 5.2014 | 155.9803 |  | Gas Cover | 49.9799 | 5.2014 | 5.2014 | 259.9671 |  | Gas Cover | 74.9698 | 5.2014 | 5.2014 | 389.9507 |  | Gas Cover | 99.9598 | 5.2014 | 5.2014 | 519.9342 | [6 empty] | Gas Cover | 199.9195 | 5.2014 | 5.2014 | 1039.8684 |  | Gas Cover | 299.8793 | 5.2014 | 5.2014 | 1559.8026 |  | Gas Cover | 399.8391 | 5.2014 | 5.2014 | 2079.7368 |  | Gas Cover | 499.7988 | 5.2014 | 5.2014 | 2599.671 |  | Gas Cover | 599.7586 | 5.2014 | 5.2014 | 3119.6052 |  | Gas Cover | 799.6781 | 5.2014 | 5.2014 | 4159.4737 |  | Gas Cover | 999.5977 | 5.2014 | 5.2014 | 5199.3421
800 | 1096.9393 | 2 | 1 | 0 | 32 | 196 | 28 | 1078.875 | 1078.875 | 799.6781
1000 | 1370.3784 | 2 | 1 | 0 | 36 | 224 | 32 | 1321.257 | 1321.257 | 999.5977
[15 empty] | Sub Total | 28.5964 | [5 empty] | Sub Total | 51.9934 |  |  |  |  | Sub Total | 103.9868 |  |  |  |  | Sub Total | 155.9803 |  |  |  |  | Sub Total | 259.9671 |  |  |  |  | Sub Total | 389.9507 |  |  |  |  | Sub Total | 519.9342 | [9 empty] | Sub Total | 1039.8684 |  |  |  |  | Sub Total | 1559.8026 |  |  |  |  | Sub Total | 2079.7368 |  |  |  |  | Sub Total | 2599.671 |  |  |  |  | Sub Total | 3119.6052 |  |  |  |  | Sub Total | 4159.4737 |  |  |  |  | Sub Total | 5199.3421
[15 empty] | Overall | 887.2674 | [5 empty] | Overall | 1120.2968 |  |  |  |  | Overall | 1951.5324 |  |  |  |  | Overall | 2301.0737 |  |  |  |  | Overall | 2977.2133 |  |  |  |  | Overall | 4265.0726 |  |  |  |  | Overall | 5074.2866 | [9 empty] | Overall | 8708.9854 |  |  |  |  | Overall | 12290.5741 |  |  |  |  | Overall | 15379.7716 |  |  |  |  | Overall | 18916.2997 |  |  |  |  | Overall | 21975.4488 |  |  |  |  | Overall | 28532.2467 |  |  |  |  | Overall | 35064.1987
PE
|  |  | 5 | 887.2674
|  |  | 10 | 1120.2968
|  |  | 20 | 1951.5324 | [7 empty] | 487.6745 | 829.2424 | 2231.3237 | 4241.0459 | 9770.7719 | 20335.39
|  |  | 30 | 2301.0737
|  |  | 50 | 2977.2133
|  |  | 75 | 4265.0726
|  |  | 100 | 5074.2866
|  |  | 200 | 8708.9854
|  |  | 300 | 12290.5741
|  |  | 400 | 15379.7716
|  |  | 500 | 18916.2997
|  |  | 600 | 21975.4488
|  |  | 800 | 28532.2467
|  |  | 1000 | 35064.1987
Operational
Desludigng | [11 empty] | Frequency | [6 empty] | Frequency | [5 empty] | Frequency
[12 empty] | per year | Yearly Cost | [5 empty] | per year | Yearly Cost |  |  |  |  | per year | Yearly Cost
[12 empty] | 1 | 211.7 | [5 empty] | 1 | 272.9 |  |  |  |  | 1 | 517.7
[12 empty] | 0.5 | 105.85 | [5 empty] | 0.5 | 136.45 |  |  |  |  | 0.5 | 258.85
[12 empty] | 0.33333 | 70.5667 | [5 empty] | 0.33333 | 90.9667 |  |  |  |  | 0.33333 | 172.5667
| PE | Size (m3) |  | Cost |  |  | Yearly Cost if every 7 years |  |  |  |  | 0.25 | 52.925 | [5 empty] | 0.25 | 68.225 |  |  |  |  | 0.25 | 129.425
| 5 | 6 |  | 211.7 |  |  | 30.2429 |  |  |  |  | 0.2 | 42.34 | [5 empty] | 0.2 | 54.58 |  |  |  |  | 0.2 | 103.54
| 10 | 12 |  | 272.9 |  |  | 38.9857 |  |  |  |  | 0.16667 | 35.2833 | [5 empty] | 0.16667 | 45.4833 |  |  |  |  | 0.16667 | 86.2833
| 20 | 24 |  | 517.7 |  |  | 73.9571 |  |  |  |  | 0.14286 | 30.2429 | [5 empty] | 0.14286 | 38.9857 |  |  |  |  | 0.14286 | 73.9571
| 30 | 36 |  | 762.5 |  |  | 108.9286
| 50 | 60 |  | 1252.1 |  |  | 178.8714
| 75 | 90 |  | 1864.1 |  |  | 266.3 |  |  |  |  | Cost per trip | [6 empty] | Cost per trip | [5 empty] | Cost per trip
| 100 | 120 |  | 2476.1 |  |  | 353.7286 |  |  |  |  | 211.7 | [6 empty] | 272.9 | [5 empty] | 517.7
| 150 | 180 |  | 3700.1 |  |  | 528.5857
| 200 | 240 |  | 4924.1 |  |  | 703.4429
| 300 | 360 |  | 7372.1 |  |  | 1053.1571
| 400 | 480 |  | 9820.1 |  |  | 1402.8714
| 500 | 600 |  | 12268.1 |  |  | 1752.5857
| 600 | 720 |  | 14716.1 |  |  | 2102.3
| 800 | 960 |  | 19612.1 |  |  | 2801.7286
| 1000 | 1200 |  | 24508.1 |  |  | 3501.1571 | [5 empty] | Discout Rate | Discout Rate | [5 empty] | Discout Rate | Discout Rate |  |  |  |  | Discout Rate | Discout Rate |  |  |  |  | Discout Rate | Discout Rate |  |  |  |  | Discout Rate | Discout Rate |  |  |  |  | Discout Rate | Discout Rate |  |  |  |  | Discout Rate | Discout Rate |  |  |  |  | Discout Rate | Discout Rate |  |  |  | Discout Rate | Discout Rate |  |  |  |  | Discout Rate | Discout Rate |  |  |  |  | Discout Rate | Discout Rate |  |  |  |  | Discout Rate | Discout Rate |  |  |  |  | Discout Rate | Discout Rate |  |  |  |  | Discout Rate | Discout Rate |  |  |  |  | Discout Rate | Discout Rate
[12 empty] | t | 0 | 0.035 | 0.06 |  |  |  | t | 0 | 0.035 | 0.06 |  |  | t | 0 | 0.035 | 0.06 |  |  | t | 0 | 0.035 | 0.06 |  |  | t | 0 | 0.035 | 0.06 |  |  | t | 0 | 0.035 | 0.06 |  |  | t | 0 | 0.035 | 0.06 |  |  | t | 0 | 0.035 | 0.06 |  | t | 0 | 0.035 | 0.06 |  |  | t | 0 | 0.035 | 0.06 |  |  | t | 0 | 0.035 | 0.06 |  |  | t | 0 | 0.035 | 0.06 |  |  | t | 0 | 0.035 | 0.06 |  |  | t | 0 | 0.035 | 0.06 |  |  | t | 0 | 0.035 | 0.06
[12 empty] | 1 | 0 | 0 | 0 |  |  |  | 1 | 0 | 0 | 0 |  |  | 1 | 0 | 0 | 0 |  |  | 1 | 0 | 0 | 0 |  |  | 1 | 0 | 0 | 0 |  |  | 1 | 0 | 0 | 0 |  |  | 1 | 0 | 0 | 0 |  |  | 1 | 0 | 0 | 0 |  | 1 | 0 | 0 | 0 |  |  | 1 | 0 | 0 | 0 |  |  | 1 | 0 | 0 | 0 |  |  | 1 | 0 | 0 | 0 |  |  | 1 | 0 | 0 | 0 |  |  | 1 | 0 | 0 | 0 |  |  | 1 | 0 | 0 | 0
[12 empty] | 2 | 0 | 0 | 0 |  |  |  | 2 | 0 | 0 | 0 |  |  | 2 | 0 | 0 | 0 |  |  | 2 | 0 | 0 | 0 |  |  | 2 | 0 | 0 | 0 |  |  | 2 | 0 | 0 | 0 |  |  | 2 | 0 | 0 | 0 |  |  | 2 | 0 | 0 | 0 |  | 2 | 0 | 0 | 0 |  |  | 2 | 0 | 0 | 0 |  |  | 2 | 0 | 0 | 0 |  |  | 2 | 0 | 0 | 0 |  |  | 2 | 0 | 0 | 0 |  |  | 2 | 0 | 0 | 0 |  |  | 2 | 0 | 0 | 0
[12 empty] | 3 | 0 | 0 | 0 |  |  |  | 3 | 0 | 0 | 0 |  |  | 3 | 0 | 0 | 0 |  |  | 3 | 0 | 0 | 0 |  |  | 3 | 0 | 0 | 0 |  |  | 3 | 0 | 0 | 0 |  |  | 3 | 0 | 0 | 0 |  |  | 3 | 0 | 0 | 0 |  | 3 | 0 | 0 | 0 |  |  | 3 | 0 | 0 | 0 |  |  | 3 | 0 | 0 | 0 |  |  | 3 | 0 | 0 | 0 |  |  | 3 | 0 | 0 | 0 |  |  | 3 | 0 | 0 | 0 |  |  | 3 | 0 | 0 | 0
| Tankering (up to 5 houses) | 193.5 | Per trip | [8 empty] | 4 | 0 | 0 | 0 |  |  |  | 4 | 0 | 0 | 0 |  |  | 4 | 0 | 0 | 0 |  |  | 4 | 0 | 0 | 0 |  |  | 4 | 0 | 0 | 0 |  |  | 4 | 0 | 0 | 0 |  |  | 4 | 0 | 0 | 0 |  |  | 4 | 0 | 0 | 0 |  | 4 | 0 | 0 | 0 |  |  | 4 | 0 | 0 | 0 |  |  | 4 | 0 | 0 | 0 |  |  | 4 | 0 | 0 | 0 |  |  | 4 | 0 | 0 | 0 |  |  | 4 | 0 | 0 | 0 |  |  | 4 | 0 | 0 | 0
| Tankering (up to 9m3) | 211.7 | Per trip | [8 empty] | 5 | 0 | 0 | 0 |  |  |  | 5 | 0 | 0 | 0 |  |  | 5 | 0 | 0 | 0 |  |  | 5 | 0 | 0 | 0 |  |  | 5 | 0 | 0 | 0 |  |  | 5 | 0 | 0 | 0 |  |  | 5 | 0 | 0 | 0 |  |  | 5 | 0 | 0 | 0 |  | 5 | 0 | 0 | 0 |  |  | 5 | 0 | 0 | 0 |  |  | 5 | 0 | 0 | 0 |  |  | 5 | 0 | 0 | 0 |  |  | 5 | 0 | 0 | 0 |  |  | 5 | 0 | 0 | 0 |  |  | 5 | 0 | 0 | 0
| Tankering (additionalcharge over 9m3) | 20.4 | per m3 | [8 empty] | 6 | 0 | 0 | 0 |  |  |  | 6 | 0 | 0 | 0 |  |  | 6 | 0 | 0 | 0 |  |  | 6 | 0 | 0 | 0 |  |  | 6 | 0 | 0 | 0 |  |  | 6 | 0 | 0 | 0 |  |  | 6 | 0 | 0 | 0 |  |  | 6 | 0 | 0 | 0 |  | 6 | 0 | 0 | 0 |  |  | 6 | 0 | 0 | 0 |  |  | 6 | 0 | 0 | 0 |  |  | 6 | 0 | 0 | 0 |  |  | 6 | 0 | 0 | 0 |  |  | 6 | 0 | 0 | 0 |  |  | 6 | 0 | 0 | 0
[12 empty] | 7 | 211.7 | 166.3943 | 140.7926 |  |  |  | 7 | 272.9 | 214.4969 | 181.4941 |  |  | 7 | 517.7 | 406.9075 | 344.3001 |  |  | 7 | 762.5 | 599.3181 | 507.106 |  |  | 7 | 1252.1 | 984.1393 | 832.718 |  |  | 7 | 1864.1 | 1465.1657 | 1239.733 |  |  | 7 | 2476.1 | 1946.1922 | 1646.7479 |  |  | 7 | 3700.1 | 2908.2452 | 2460.7778 |  | 7 | 4924.1 | 3870.2981 | 3274.8077 |  |  | 7 | 7372.1 | 5794.404 | 4902.8675 |  |  | 7 | 9820.1 | 7718.5098 | 6530.9274 |  |  | 7 | 12268.1 | 9642.6157 | 8158.9872 |  |  | 7 | 14716.1 | 11566.7216 | 9787.047 |  |  | 7 | 19612.1 | 15414.9333 | 13043.1666 |  |  | 7 | 24508.1 | 19263.1451 | 16299.2862
[12 empty] | 8 | 0 | 0 | 0 |  |  |  | 8 | 0 | 0 | 0 |  |  | 8 | 0 | 0 | 0 |  |  | 8 | 0 | 0 | 0 |  |  | 8 | 0 | 0 | 0 |  |  | 8 | 0 | 0 | 0 |  |  | 8 | 0 | 0 | 0 |  |  | 8 | 0 | 0 | 0 |  | 8 | 0 | 0 | 0 |  |  | 8 | 0 | 0 | 0 |  |  | 8 | 0 | 0 | 0 |  |  | 8 | 0 | 0 | 0 |  |  | 8 | 0 | 0 | 0 |  |  | 8 | 0 | 0 | 0 |  |  | 8 | 0 | 0 | 0
[12 empty] | 9 | 0 | 0 | 0 |  |  |  | 9 | 0 | 0 | 0 |  |  | 9 | 0 | 0 | 0 |  |  | 9 | 0 | 0 | 0 |  |  | 9 | 0 | 0 | 0 |  |  | 9 | 0 | 0 | 0 |  |  | 9 | 0 | 0 | 0 |  |  | 9 | 0 | 0 | 0 |  | 9 | 0 | 0 | 0 |  |  | 9 | 0 | 0 | 0 |  |  | 9 | 0 | 0 | 0 |  |  | 9 | 0 | 0 | 0 |  |  | 9 | 0 | 0 | 0 |  |  | 9 | 0 | 0 | 0 |  |  | 9 | 0 | 0 | 0
[12 empty] | 10 | 0 | 0 | 0 |  |  |  | 10 | 0 | 0 | 0 |  |  | 10 | 0 | 0 | 0 |  |  | 10 | 0 | 0 | 0 |  |  | 10 | 0 | 0 | 0 |  |  | 10 | 0 | 0 | 0 |  |  | 10 | 0 | 0 | 0 |  |  | 10 | 0 | 0 | 0 |  | 10 | 0 | 0 | 0 |  |  | 10 | 0 | 0 | 0 |  |  | 10 | 0 | 0 | 0 |  |  | 10 | 0 | 0 | 0 |  |  | 10 | 0 | 0 | 0 |  |  | 10 | 0 | 0 | 0 |  |  | 10 | 0 | 0 | 0
[12 empty] | 11 | 0 | 0 | 0 |  |  |  | 11 | 0 | 0 | 0 |  |  | 11 | 0 | 0 | 0 |  |  | 11 | 0 | 0 | 0 |  |  | 11 | 0 | 0 | 0 |  |  | 11 | 0 | 0 | 0 |  |  | 11 | 0 | 0 | 0 |  |  | 11 | 0 | 0 | 0 |  | 11 | 0 | 0 | 0 |  |  | 11 | 0 | 0 | 0 |  |  | 11 | 0 | 0 | 0 |  |  | 11 | 0 | 0 | 0 |  |  | 11 | 0 | 0 | 0 |  |  | 11 | 0 | 0 | 0 |  |  | 11 | 0 | 0 | 0
[12 empty] | 12 | 0 | 0 | 0 |  |  |  | 12 | 0 | 0 | 0 |  |  | 12 | 0 | 0 | 0 |  |  | 12 | 0 | 0 | 0 |  |  | 12 | 0 | 0 | 0 |  |  | 12 | 0 | 0 | 0 |  |  | 12 | 0 | 0 | 0 |  |  | 12 | 0 | 0 | 0 |  | 12 | 0 | 0 | 0 |  |  | 12 | 0 | 0 | 0 |  |  | 12 | 0 | 0 | 0 |  |  | 12 | 0 | 0 | 0 |  |  | 12 | 0 | 0 | 0 |  |  | 12 | 0 | 0 | 0 |  |  | 12 | 0 | 0 | 0
[12 empty] | 13 | 0 | 0 | 0 |  |  |  | 13 | 0 | 0 | 0 |  |  | 13 | 0 | 0 | 0 |  |  | 13 | 0 | 0 | 0 |  |  | 13 | 0 | 0 | 0 |  |  | 13 | 0 | 0 | 0 |  |  | 13 | 0 | 0 | 0 |  |  | 13 | 0 | 0 | 0 |  | 13 | 0 | 0 | 0 |  |  | 13 | 0 | 0 | 0 |  |  | 13 | 0 | 0 | 0 |  |  | 13 | 0 | 0 | 0 |  |  | 13 | 0 | 0 | 0 |  |  | 13 | 0 | 0 | 0 |  |  | 13 | 0 | 0 | 0
[12 empty] | 14 | 211.7 | 130.7844 | 93.6351 |  |  |  | 14 | 272.9 | 168.5927 | 120.7039 |  |  | 14 | 517.7 | 319.8256 | 228.9792 |  |  | 14 | 762.5 | 471.0586 | 337.2545 |  |  | 14 | 1252.1 | 773.5246 | 553.805 |  |  | 14 | 1864.1 | 1151.607 | 824.4932 |  |  | 14 | 2476.1 | 1529.6895 | 1095.1814 |  |  | 14 | 3700.1 | 2285.8544 | 1636.5578 |  | 14 | 4924.1 | 3042.0193 | 2177.9342 |  |  | 14 | 7372.1 | 4554.3491 | 3260.6869 |  |  | 14 | 9820.1 | 6066.679 | 4343.4397 |  |  | 14 | 12268.1 | 7579.0088 | 5426.1925 |  |  | 14 | 14716.1 | 9091.3386 | 6508.9452 |  |  | 14 | 19612.1 | 12115.9982 | 8674.4507 |  |  | 14 | 24508.1 | 15140.6579 | 10839.9563
[12 empty] | 15 | 0 | 0 | 0 |  |  |  | 15 | 0 | 0 | 0 |  |  | 15 | 0 | 0 | 0 |  |  | 15 | 0 | 0 | 0 |  |  | 15 | 0 | 0 | 0 |  |  | 15 | 0 | 0 | 0 |  |  | 15 | 0 | 0 | 0 |  |  | 15 | 0 | 0 | 0 |  | 15 | 0 | 0 | 0 |  |  | 15 | 0 | 0 | 0 |  |  | 15 | 0 | 0 | 0 |  |  | 15 | 0 | 0 | 0 |  |  | 15 | 0 | 0 | 0 |  |  | 15 | 0 | 0 | 0 |  |  | 15 | 0 | 0 | 0
[12 empty] | 16 | 0 | 0 | 0 |  |  |  | 16 | 0 | 0 | 0 |  |  | 16 | 0 | 0 | 0 |  |  | 16 | 0 | 0 | 0 |  |  | 16 | 0 | 0 | 0 |  |  | 16 | 0 | 0 | 0 |  |  | 16 | 0 | 0 | 0 |  |  | 16 | 0 | 0 | 0 |  | 16 | 0 | 0 | 0 |  |  | 16 | 0 | 0 | 0 |  |  | 16 | 0 | 0 | 0 |  |  | 16 | 0 | 0 | 0 |  |  | 16 | 0 | 0 | 0 |  |  | 16 | 0 | 0 | 0 |  |  | 16 | 0 | 0 | 0
[12 empty] | 17 | 0 | 0 | 0 |  |  |  | 17 | 0 | 0 | 0 |  |  | 17 | 0 | 0 | 0 |  |  | 17 | 0 | 0 | 0 |  |  | 17 | 0 | 0 | 0 |  |  | 17 | 0 | 0 | 0 |  |  | 17 | 0 | 0 | 0 |  |  | 17 | 0 | 0 | 0 |  | 17 | 0 | 0 | 0 |  |  | 17 | 0 | 0 | 0 |  |  | 17 | 0 | 0 | 0 |  |  | 17 | 0 | 0 | 0 |  |  | 17 | 0 | 0 | 0 |  |  | 17 | 0 | 0 | 0 |  |  | 17 | 0 | 0 | 0
[12 empty] | 18 | 0 | 0 | 0 |  |  |  | 18 | 0 | 0 | 0 |  |  | 18 | 0 | 0 | 0 |  |  | 18 | 0 | 0 | 0 |  |  | 18 | 0 | 0 | 0 |  |  | 18 | 0 | 0 | 0 |  |  | 18 | 0 | 0 | 0 |  |  | 18 | 0 | 0 | 0 |  | 18 | 0 | 0 | 0 |  |  | 18 | 0 | 0 | 0 |  |  | 18 | 0 | 0 | 0 |  |  | 18 | 0 | 0 | 0 |  |  | 18 | 0 | 0 | 0 |  |  | 18 | 0 | 0 | 0 |  |  | 18 | 0 | 0 | 0
[12 empty] | 19 | 0 | 0 | 0 |  |  |  | 19 | 0 | 0 | 0 |  |  | 19 | 0 | 0 | 0 |  |  | 19 | 0 | 0 | 0 |  |  | 19 | 0 | 0 | 0 |  |  | 19 | 0 | 0 | 0 |  |  | 19 | 0 | 0 | 0 |  |  | 19 | 0 | 0 | 0 |  | 19 | 0 | 0 | 0 |  |  | 19 | 0 | 0 | 0 |  |  | 19 | 0 | 0 | 0 |  |  | 19 | 0 | 0 | 0 |  |  | 19 | 0 | 0 | 0 |  |  | 19 | 0 | 0 | 0 |  |  | 19 | 0 | 0 | 0
[12 empty] | 20 | 0 | 0 | 0 |  |  |  | 20 | 0 | 0 | 0 |  |  | 20 | 0 | 0 | 0 |  |  | 20 | 0 | 0 | 0 |  |  | 20 | 0 | 0 | 0 |  |  | 20 | 0 | 0 | 0 |  |  | 20 | 0 | 0 | 0 |  |  | 20 | 0 | 0 | 0 |  | 20 | 0 | 0 | 0 |  |  | 20 | 0 | 0 | 0 |  |  | 20 | 0 | 0 | 0 |  |  | 20 | 0 | 0 | 0 |  |  | 20 | 0 | 0 | 0 |  |  | 20 | 0 | 0 | 0 |  |  | 20 | 0 | 0 | 0
[12 empty] | 21 | 211.7 | 102.7954 | 62.2727 |  |  |  | 21 | 272.9 | 132.5123 | 80.275 |  |  | 21 | 517.7 | 251.3801 | 152.2843 |  |  | 21 | 762.5 | 370.2478 | 224.2935 |  |  | 21 | 1252.1 | 607.9833 | 368.312 |  |  | 21 | 1864.1 | 905.1527 | 548.3351 |  |  | 21 | 2476.1 | 1202.3221 | 728.3582 |  |  | 21 | 3700.1 | 1796.6609 | 1088.4044 |  | 21 | 4924.1 | 2390.9997 | 1448.4506 |  |  | 21 | 7372.1 | 3579.6773 | 2168.543 |  |  | 21 | 9820.1 | 4768.3548 | 2888.6355 |  |  | 21 | 12268.1 | 5957.0324 | 3608.7279 |  |  | 21 | 14716.1 | 7145.71 | 4328.8203 |  |  | 21 | 19612.1 | 9523.0651 | 5769.0052 |  |  | 21 | 24508.1 | 11900.4202 | 7209.19
[12 empty] | 22 | 0 | 0 | 0 |  |  |  | 22 | 0 | 0 | 0 |  |  | 22 | 0 | 0 | 0 |  |  | 22 | 0 | 0 | 0 |  |  | 22 | 0 | 0 | 0 |  |  | 22 | 0 | 0 | 0 |  |  | 22 | 0 | 0 | 0 |  |  | 22 | 0 | 0 | 0 |  | 22 | 0 | 0 | 0 |  |  | 22 | 0 | 0 | 0 |  |  | 22 | 0 | 0 | 0 |  |  | 22 | 0 | 0 | 0 |  |  | 22 | 0 | 0 | 0 |  |  | 22 | 0 | 0 | 0 |  |  | 22 | 0 | 0 | 0
[12 empty] | 23 | 0 | 0 | 0 |  |  |  | 23 | 0 | 0 | 0 |  |  | 23 | 0 | 0 | 0 |  |  | 23 | 0 | 0 | 0 |  |  | 23 | 0 | 0 | 0 |  |  | 23 | 0 | 0 | 0 |  |  | 23 | 0 | 0 | 0 |  |  | 23 | 0 | 0 | 0 |  | 23 | 0 | 0 | 0 |  |  | 23 | 0 | 0 | 0 |  |  | 23 | 0 | 0 | 0 |  |  | 23 | 0 | 0 | 0 |  |  | 23 | 0 | 0 | 0 |  |  | 23 | 0 | 0 | 0 |  |  | 23 | 0 | 0 | 0
[12 empty] | 24 | 0 | 0 | 0 |  |  |  | 24 | 0 | 0 | 0 |  |  | 24 | 0 | 0 | 0 |  |  | 24 | 0 | 0 | 0 |  |  | 24 | 0 | 0 | 0 |  |  | 24 | 0 | 0 | 0 |  |  | 24 | 0 | 0 | 0 |  |  | 24 | 0 | 0 | 0 |  | 24 | 0 | 0 | 0 |  |  | 24 | 0 | 0 | 0 |  |  | 24 | 0 | 0 | 0 |  |  | 24 | 0 | 0 | 0 |  |  | 24 | 0 | 0 | 0 |  |  | 24 | 0 | 0 | 0 |  |  | 24 | 0 | 0 | 0
[12 empty] | 25 | 0 | 0 | 0 |  |  |  | 25 | 0 | 0 | 0 |  |  | 25 | 0 | 0 | 0 |  |  | 25 | 0 | 0 | 0 |  |  | 25 | 0 | 0 | 0 |  |  | 25 | 0 | 0 | 0 |  |  | 25 | 0 | 0 | 0 |  |  | 25 | 0 | 0 | 0 |  | 25 | 0 | 0 | 0 |  |  | 25 | 0 | 0 | 0 |  |  | 25 | 0 | 0 | 0 |  |  | 25 | 0 | 0 | 0 |  |  | 25 | 0 | 0 | 0 |  |  | 25 | 0 | 0 | 0 |  |  | 25 | 0 | 0 | 0
[12 empty] | 26 | 0 | 0 | 0 |  |  |  | 26 | 0 | 0 | 0 |  |  | 26 | 0 | 0 | 0 |  |  | 26 | 0 | 0 | 0 |  |  | 26 | 0 | 0 | 0 |  |  | 26 | 0 | 0 | 0 |  |  | 26 | 0 | 0 | 0 |  |  | 26 | 0 | 0 | 0 |  | 26 | 0 | 0 | 0 |  |  | 26 | 0 | 0 | 0 |  |  | 26 | 0 | 0 | 0 |  |  | 26 | 0 | 0 | 0 |  |  | 26 | 0 | 0 | 0 |  |  | 26 | 0 | 0 | 0 |  |  | 26 | 0 | 0 | 0
[12 empty] | 27 | 0 | 0 | 0 |  |  |  | 27 | 0 | 0 | 0 |  |  | 27 | 0 | 0 | 0 |  |  | 27 | 0 | 0 | 0 |  |  | 27 | 0 | 0 | 0 |  |  | 27 | 0 | 0 | 0 |  |  | 27 | 0 | 0 | 0 |  |  | 27 | 0 | 0 | 0 |  | 27 | 0 | 0 | 0 |  |  | 27 | 0 | 0 | 0 |  |  | 27 | 0 | 0 | 0 |  |  | 27 | 0 | 0 | 0 |  |  | 27 | 0 | 0 | 0 |  |  | 27 | 0 | 0 | 0 |  |  | 27 | 0 | 0 | 0
[12 empty] | 28 | 211.7 | 80.7962 | 41.4149 |  |  |  | 28 | 272.9 | 104.1535 | 53.3875 |  |  | 28 | 517.7 | 197.5825 | 101.2777 |  |  | 28 | 762.5 | 291.0114 | 149.168 |  |  | 28 | 1252.1 | 477.8694 | 244.9485 |  |  | 28 | 1864.1 | 711.4419 | 364.6741 |  |  | 28 | 2476.1 | 945.0143 | 484.3998 |  |  | 28 | 3700.1 | 1412.1592 | 723.8511 |  | 28 | 4924.1 | 1879.3041 | 963.3024 |  |  | 28 | 7372.1 | 2813.594 | 1442.205 |  |  | 28 | 9820.1 | 3747.8838 | 1921.1076 |  |  | 28 | 12268.1 | 4682.1736 | 2400.0102 |  |  | 28 | 14716.1 | 5616.4634 | 2878.9127 |  |  | 28 | 19612.1 | 7485.0431 | 3836.7179 |  |  | 28 | 24508.1 | 9353.6227 | 4794.5231
[12 empty] | 29 | 0 | 0 | 0 |  |  |  | 29 | 0 | 0 | 0 |  |  | 29 | 0 | 0 | 0 |  |  | 29 | 0 | 0 | 0 |  |  | 29 | 0 | 0 | 0 |  |  | 29 | 0 | 0 | 0 |  |  | 29 | 0 | 0 | 0 |  |  | 29 | 0 | 0 | 0 |  | 29 | 0 | 0 | 0 |  |  | 29 | 0 | 0 | 0 |  |  | 29 | 0 | 0 | 0 |  |  | 29 | 0 | 0 | 0 |  |  | 29 | 0 | 0 | 0 |  |  | 29 | 0 | 0 | 0 |  |  | 29 | 0 | 0 | 0
[12 empty] | 30 | 0 | 0 | 0 |  |  |  | 30 | 0 | 0 | 0 |  |  | 30 | 0 | 0 | 0 |  |  | 30 | 0 | 0 | 0 |  |  | 30 | 0 | 0 | 0 |  |  | 30 | 0 | 0 | 0 |  |  | 30 | 0 | 0 | 0 |  |  | 30 | 0 | 0 | 0 |  | 30 | 0 | 0 | 0 |  |  | 30 | 0 | 0 | 0 |  |  | 30 | 0 | 0 | 0 |  |  | 30 | 0 | 0 | 0 |  |  | 30 | 0 | 0 | 0 |  |  | 30 | 0 | 0 | 0 |  |  | 30 | 0 | 0 | 0
[12 empty] | Operational Cost | [6 empty] | Operational Cost | [5 empty] | Operational Cost | [5 empty] | Operational Cost | [5 empty] | Operational Cost | [5 empty] | Operational Cost | [5 empty] | Operational Cost | [5 empty] | Operational Cost |  |  |  |  | Operational Cost | [5 empty] | Operational Cost | [5 empty] | Operational Cost | [5 empty] | Operational Cost | [5 empty] | Operational Cost | [5 empty] | Operational Cost | [5 empty] | Operational Cost
[13 empty] | 846.8 | 480.7703 | 338.1153 |  |  |  |  | 1091.6 | 619.7554 | 435.8605 |  |  |  | 2070.8 | 1175.6957 | 826.8413 |  |  |  | 3050 | 1731.636 | 1217.822 |  |  |  | 5008.4 | 2843.5166 | 1999.7835 |  |  |  | 7456.4 | 4233.3674 | 2977.2354 |  |  |  | 9904.4 | 5623.2181 | 3954.6873 |  |  |  | 14800.4 | 8402.9197 | 5909.5911 |  |  | 19696.4 | 11182.6212 | 7864.4949 |  |  |  | 29488.4 | 16742.0243 | 11774.3025 |  |  |  | 39280.4 | 22301.4274 | 15684.1101 |  |  |  | 49072.4 | 27860.8305 | 19593.9177 |  |  |  | 58864.4 | 33420.2336 | 23503.7253 |  |  |  | 78448.4 | 44539.0398 | 31323.3405 |  |  |  | 98032.4 | 55657.8459 | 39142.9556
55.6578
Lifetime
[12 empty] | CSA | [6 empty] | CSA | [5 empty] | CSA | [5 empty] | CSA | [5 empty] | CSA | [5 empty] | CSA | [5 empty] | CSA | [5 empty] | CSA |  |  |  |  | CSA | [5 empty] | CSA | [5 empty] | CSA | [5 empty] | CSA | [5 empty] | CSA | [5 empty] | CSA | [5 empty] | CSA
[12 empty] | Discout Rate | [6 empty] | Discout Rate | [5 empty] | Discout Rate | [5 empty] | Discout Rate | [5 empty] | Discout Rate | [5 empty] | Discout Rate | [5 empty] | Discout Rate | [5 empty] | Discout Rate |  |  |  |  | Discout Rate | [5 empty] | Discout Rate | [5 empty] | Discout Rate | [5 empty] | Discout Rate | [5 empty] | Discout Rate | [5 empty] | Discout Rate | [5 empty] | Discout Rate
[12 empty] | 0 | 1734.0674 | [5 empty] | 0 | 2211.8968 |  |  |  |  | 0 | 4022.3324 |  |  |  |  | 0 | 5351.0737 |  |  |  |  | 0 | 7985.6133 |  |  |  |  | 0 | 11721.4726 |  |  |  |  | 0 | 14978.6866 |  |  |  |  | 0 | 14800.4 |  |  |  | 0 | 28405.3854 |  |  |  |  | 0 | 41778.9741 |  |  |  |  | 0 | 54660.1716 |  |  |  |  | 0 | 67988.6997 |  |  |  |  | 0 | 80839.8488 |  |  |  |  | 0 | 106980.6467 |  |  |  |  | 0 | 133096.5987
[12 empty] | 0.035 | 1368.0377 | [5 empty] | 0.035 | 1740.0521 |  |  |  |  | 0.035 | 3127.228 |  |  |  |  | 0.035 | 4032.7097 |  |  |  |  | 0.035 | 5820.7298 |  |  |  |  | 0.035 | 8498.44 |  |  |  |  | 0.035 | 10697.5048 |  |  |  |  | 0.035 | 8402.9197 |  |  |  | 0.035 | 19891.6066 |  |  |  |  | 0.035 | 29032.5984 |  |  |  |  | 0.035 | 37681.199 |  |  |  |  | 0.035 | 46777.1302 |  |  |  |  | 0.035 | 55395.6824 |  |  |  |  | 0.035 | 73071.2865 |  |  |  |  | 0.035 | 90722.0447
[12 empty] | 0.06 | 1225.3827 | [5 empty] | 0.06 | 1556.1573 |  |  |  |  | 0.06 | 2778.3736 |  |  |  |  | 0.06 | 3518.8957 |  |  |  |  | 0.06 | 4976.9968 |  |  |  |  | 0.06 | 7242.308 |  |  |  |  | 0.06 | 9028.974 |  |  |  |  | 0.06 | 5909.5911 |  |  |  | 0.06 | 16573.4803 |  |  |  |  | 0.06 | 24064.8766 |  |  |  |  | 0.06 | 31063.8817 |  |  |  |  | 0.06 | 38510.2174 |  |  |  |  | 0.06 | 45479.1741 |  |  |  |  | 0.06 | 59855.5872 |  |  |  |  | 0.06 | 74207.1544

## VF
| Single Wetland System |  |  |  |  | 5 PE | [9 empty] | 10 PE | [10 empty] | 20 PE | [10 empty] | 30 PE | [9 empty] | 50 PE | [9 empty] | 75 PE | [9 empty] | 100 PE | [9 empty] | 150 PE | [9 empty] | 200 PE | [9 empty] | 300 PE | [9 empty] | 400 PE | [9 empty] | 500 PE | [9 empty] | 600 PE | [9 empty] | 800 PE | [9 empty] | 1000 PE
| PE | Length | Width | Depth | Freeboard |  | Excavation and Media | [5 empty] | Sizing |  |  |  | Excavation and Media | [5 empty] | Sizing |  |  |  |  | Excavation and Media | [5 empty] | Sizing |  |  |  |  | Excavation and Media | [5 empty] | Sizing |  |  |  | Excavation and Media | [5 empty] | Sizing |  |  |  | Excavation and Media | [5 empty] | Sizing |  |  |  | Excavation and Media | [5 empty] | Sizing
| 5 | 5 | 5 | 0.8 | 0.3 |  | Item | Unit | Ref | Ref (2021) | Cost (£) | [5 empty] | Item | Unit | Ref | Ref (2021) | Cost (£) | [6 empty] | Item | Unit | Ref | Ref (2021) | Cost (£)
| 10 | 7.1 | 7.1 | 0.8 | 0.3 |  | Excavation | 27.5 | 11.958 | 11.958 | 328.8463 | [5 empty] | Excavation | 55.451 | 11.958 | 11.958 | 663.0856 | [6 empty] | Excavation | 110 | 11.958 | 11.958 | 1315.3851 | [6 empty] | Excavation | 166.419 | 11.958 | 11.958 | 1990.0461 | [5 empty] | Excavation | 278.091 | 11.958 | 11.958 | 3325.425 | [5 empty] | Excavation | 413.996 | 11.958 | 11.958 | 4950.5832 | [5 empty] | Excavation | 551.936 | 11.958 | 11.958 | 6600.0761
| 20 | 10 | 10 | 0.8 | 0.3 |  | Geotextile | 33.5 | 2.0491 | 2.0491 | 68.6432 |  | Cell Dimensions | m |  |  | Geotextile | 63.5 | 2.0491 | 2.0491 | 130.1147 |  | Cell Dimensions | m |  |  |  | Geotextile | 122 | 2.0491 | 2.0491 | 249.9841 |  | Cell Dimensions | m |  |  |  | Geotextile | 179.7 | 2.0491 | 2.0491 | 368.2143 |  | Cell Dimensions | m |  |  | Geotextile | 294 | 2.0491 | 2.0491 | 602.4207 |  | Cell Dimensions | m |  |  | Geotextile | 435.8 | 2.0491 | 2.0491 | 892.976 |  | Cell Dimensions | m |  |  | Geotextile | 576.9 | 2.0491 | 2.0491 | 1182.097 |  | Cell Dimensions | m
| 30 | 12.3 | 12.3 | 0.8 | 0.3 |  | Imperable liner | 33.5 | 5.2014 | 5.2014 | 174.2481 |  | Length | 5 | m |  | Imperable liner | 63.5 | 5.2014 | 5.2014 | 330.2911 |  | Length | 7.1 | m |  |  | Imperable liner | 122 | 5.2014 | 5.2014 | 634.575 |  | Length | 10 | m |  |  | Imperable liner | 179.7 | 5.2014 | 5.2014 | 934.6978 |  | Length | 12.3 | m |  | Imperable liner | 294 | 5.2014 | 5.2014 | 1529.2218 |  | Length | 15.9 | m |  | Imperable liner | 435.8 | 5.2014 | 5.2014 | 2266.7853 |  | Length | 19.4 | m |  | Imperable liner | 576.9 | 5.2014 | 5.2014 | 3000.7077 |  | Length | 22.4 | m
| 50 | 15.9 | 15.9 | 0.8 | 0.3 |  | 4_10MM AGGREGATE WASHED GRAVEL | 5.6667 | 38.5837 | 38.5837 | 218.6412 |  | Width | 5 | m |  | 4_10MM AGGREGATE WASHED GRAVEL | 11.4263 | 38.5837 | 38.5837 | 440.8682 |  | Width | 7.1 | m |  |  | 4_10MM AGGREGATE WASHED GRAVEL | 22.6667 | 38.5837 | 38.5837 | 874.5649 |  | Width | 10 | m |  |  | 4_10MM AGGREGATE WASHED GRAVEL | 34.2924 | 38.5837 | 38.5837 | 1323.1293 |  | Width | 12.3 | m |  | 4_10MM AGGREGATE WASHED GRAVEL | 57.3036 | 38.5837 | 38.5837 | 2210.9876 |  | Width | 15.9 | m |  | 4_10MM AGGREGATE WASHED GRAVEL | 85.3083 | 38.5837 | 38.5837 | 3291.5126 |  | Width | 19.4 | m |  | 4_10MM AGGREGATE WASHED GRAVEL | 113.7323 | 38.5837 | 38.5837 | 4388.217 |  | Width | 22.4 | m
| 75 | 19.4 | 19.4 | 0.8 | 0.3 |  | Sharp Sand | 7.3333 | 76 | 76 | 557.3333 | [5 empty] | Sharp Sand | 14.7869 | 76 | 76 | 1123.8069 | [6 empty] | Sharp Sand | 29.3333 | 76 | 76 | 2229.3333 | [6 empty] | Sharp Sand | 44.3784 | 76 | 76 | 3372.7584 | [5 empty] | Sharp Sand | 74.1576 | 76 | 76 | 5635.9776 | [5 empty] | Sharp Sand | 110.3989 | 76 | 76 | 8390.3189 | [5 empty] | Sharp Sand | 147.1829 | 76 | 76 | 11185.9029
| 100 | 22.4 | 22.4 | 0.8 | 0.3 |  | 20-40mm | 3 | 44.7101 | 44.7101 | 134.1302 |  | Depth | 1.1 | m |  | 20-40mm | 6.0492 | 44.7101 | 44.7101 | 270.4602 |  | Depth | 1.1 | m |  |  | 20-40mm | 12 | 44.7101 | 44.7101 | 536.5209 |  | Depth | 1.1 | m |  |  | 20-40mm | 18.1548 | 44.7101 | 44.7101 | 811.7025 |  | Depth | 1.1 | m |  | 20-40mm | 30.3372 | 44.7101 | 44.7101 | 1356.3786 |  | Depth | 1.1 | m |  | 20-40mm | 45.1632 | 44.7101 | 44.7101 | 2019.2502 |  | Depth | 1.1 | m |  | 20-40mm | 60.2112 | 44.7101 | 44.7101 | 2692.0474 |  | Depth | 1.1 | m
| 150 | 27.4 | 27.4 | 0.8 | 0.3 |  | Typha | 100 | 1.3476 | 1.3476 | 134.7644 | [5 empty] | Typha | 202 | 1.3476 | 1.3476 | 272.2242 | [6 empty] | Typha | 400 | 1.3476 | 1.3476 | 539.0578 | [6 empty] | Typha | 606 | 1.3476 | 1.3476 | 816.6726 | [5 empty] | Typha | 1012 | 1.3476 | 1.3476 | 1363.8162 | [5 empty] | Typha | 1506 | 1.3476 | 1.3476 | 2029.5526 | [5 empty] | Typha | 2008 | 1.3476 | 1.3476 | 2706.0701
| 200 | 31.7 | 31.7 | 0.8 | 0.3 |  | Subtotal |  |  |  | 1616.6068 |  | Treatment Volume | 20 |  |  | Subtotal |  |  |  | 3230.8509 |  | Treatment Volume | 40.328 |  |  |  | Subtotal |  |  |  | 6379.4212 |  | Treatment Volume | 80 |  |  |  | Subtotal |  |  |  | 9617.221 |  | Treatment Volume | 121.032 |  |  | Subtotal |  |  |  | 16024.2275 |  | Treatment Volume | 202.248 |  |  | Subtotal |  |  |  | 23840.9788 |  | Treatment Volume | 301.088 |  |  | Subtotal |  |  |  | 31755.1183 |  | Treatment Volume | 401.408
| 300 | 38.8 | 38.8 | 0.8 | 0.3 | [7 empty] | Total Volume | 27.5 | m3 | [7 empty] | Total Volume | 55.451 | m3 | [8 empty] | Total Volume | 110 | m3 | [8 empty] | Total Volume | 166.419 | m3 | [7 empty] | Total Volume | 278.091 | m3 | [7 empty] | Total Volume | 413.996 | m3 | [7 empty] | Total Volume | 551.936 | m3
| 400 | 44.8 | 44.8 | 0.8 | 0.3
| 500 | 50 | 50 | 0.8 | 0.3 |  | Piping | [9 empty] | Piping | [10 empty] | Piping | [10 empty] | Piping | [9 empty] | Piping | [9 empty] | Piping | [9 empty] | Piping
| 600 | 54.8 | 54.8 | 0.8 | 0.3 |  | 1" | [9 empty] | 1" | [10 empty] | 1" | [10 empty] | 1" | [9 empty] | 1" | [9 empty] | 1" | [9 empty] | 1"
| 700 | 59.2 | 59.2 | 0.8 | 0.3 |  | Pipe Length | 30.5 |  | 2.054 | 62.647 | [5 empty] | Pipe Length | 57.0685 |  | 2.054 | 117.2188 | [6 empty] | Pipe Length | 100.5 |  | 2.054 | 206.427 | [6 empty] | Pipe Length | 147.4694 |  | 2.054 | 302.9021 | [5 empty] | Pipe Length | 237.6708 |  | 2.054 | 488.1759 | [5 empty] | Pipe Length | 349.0685 |  | 2.054 | 716.9867 | [5 empty] | Pipe Length | 447.7136 |  | 2.054 | 919.6037
| 800 | 63.3 | 63.3 | 0.8 | 0.3 |  | Tee Joints | 5 |  | 2.38 | 11.9 | [5 empty] | Tee Joints | 9 |  | 2.38 | 21.42 | [6 empty] | Tee Joints | 13 |  | 2.38 | 30.94 | [6 empty] | Tee Joints | 17 |  | 2.38 | 40.46 | [5 empty] | Tee Joints | 23 |  | 2.38 | 54.74 | [5 empty] | Tee Joints | 29 |  | 2.38 | 69.02 | [5 empty] | Tee Joints | 33 |  | 2.38 | 78.54
| 1000 | 70.8 | 70.8 | 0.8 | 0.3 |  | Elbows | 5 |  | 1.81 | 9.05 | [5 empty] | Elbows | 5 |  | 1.81 | 9.05 | [6 empty] | Elbows | 5 |  | 1.81 | 9.05 | [6 empty] | Elbows | 5 |  | 1.81 | 9.05 | [5 empty] | Elbows | 5 |  | 1.81 | 9.05 | [5 empty] | Elbows | 5 |  | 1.81 | 9.05 | [5 empty] | Elbows | 5 |  | 1.81 | 9.05
[7 empty] | 3" | [9 empty] | 3" | [10 empty] | 3" | [10 empty] | 3" | [9 empty] | 3" | [9 empty] | 3" | [9 empty] | 3"
| 20-40mm | 0.15 |  |  |  |  | Pipe Length | 28.6 |  | 8.582 | 245.4452 | [5 empty] | Pipe Length | 54.8975 |  | 8.582 | 471.1301 | [6 empty] | Pipe Length | 97.2 |  | 8.582 | 834.1704 | [6 empty] | Pipe Length | 143.7219 |  | 8.582 | 1233.4217 | [5 empty] | Pipe Length | 233.0594 |  | 8.582 | 2000.1161 | [5 empty] | Pipe Length | 343.6036 |  | 8.582 | 2948.806 | [5 empty] | Pipe Length | 441.0529 |  | 8.582 | 3785.1161
| Sand | 0.36667 |  |  |  |  | Tee Joints | 2 |  | 17.61 | 35.22 | [5 empty] | Tee Joints | 4 |  | 17.61 | 70.44 | [6 empty] | Tee Joints | 6 |  | 17.61 | 105.66 | [6 empty] | Tee Joints | 8 |  | 17.61 | 140.88 | [5 empty] | Tee Joints | 11 |  | 17.61 | 193.71 | [5 empty] | Tee Joints | 14 |  | 17.61 | 246.54 | [5 empty] | Tee Joints | 16 |  | 17.61 | 281.76
| 10mm | 0.28333 |  |  |  |  | Elbows | 6 |  | 13.67 | 82.02 | [5 empty] | Elbows | 8 |  | 13.67 | 109.36 | [6 empty] | Elbows | 10 |  | 13.67 | 136.7 | [6 empty] | Elbows | 12 |  | 13.67 | 164.04 | [5 empty] | Elbows | 15 |  | 13.67 | 205.05 | [5 empty] | Elbows | 18 |  | 13.67 | 246.06 | [5 empty] | Elbows | 20 |  | 13.67 | 273.4
[7 empty] | Tank Connector | 2 |  | 52.92 | 105.84 | [5 empty] | Tank Connector | 2 |  | 52.92 | 105.84 | [6 empty] | Tank Connector | 2 |  | 52.92 | 105.84 | [6 empty] | Tank Connector | 2 |  | 52.92 | 105.84 | [5 empty] | Tank Connector | 2 |  | 52.92 | 105.84 | [5 empty] | Tank Connector | 2 |  | 52.92 | 105.84 | [5 empty] | Tank Connector | 2 |  | 52.92 | 105.84
[7 empty] | Concrete Slabs | 16 |  | 16.692 | 267.072 | [5 empty] | Concrete Slabs | 34 |  | 16.692 | 567.528 | [6 empty] | Concrete Slabs | 64 |  | 16.692 | 1068.288 | [6 empty] | Concrete Slabs | 98 |  | 16.692 | 1635.816 | [5 empty] | Concrete Slabs | 165 |  | 16.692 | 2754.18 | [5 empty] | Concrete Slabs | 248 |  | 16.692 | 4139.616 | [5 empty] | Concrete Slabs | 322 |  | 16.692 | 5374.824
| Geotextile | [5 empty] | Subtotal |  |  |  | 735.5972 | [5 empty] | Subtotal |  |  |  | 1324.2981 | [6 empty] | Subtotal |  |  |  | 2250.6584 | [6 empty] | Subtotal |  |  |  | 3279.9977 | [5 empty] | Subtotal |  |  |  | 5258.8961 | [5 empty] | Subtotal |  |  |  | 7686.862 | [5 empty] | Subtotal |  |  |  | 9820.9401
PE
| 5 | 33.5 | 33.5 |  |  |  | Siphon Total |  |  |  | 2352.204 | [5 empty] | Siphon Total |  |  |  | 4555.149 | [6 empty] | Siphon Total |  |  |  | 8630.0796 | [6 empty] | Siphon Total |  |  |  | 12897.2186 | [5 empty] | Siphon Total |  |  |  | 21283.1236 | [5 empty] | Siphon Total |  |  |  | 31527.8408 | [5 empty] | Siphon Total |  |  |  | 41576.0584
| 10 | 63.4853 | 63.5
| 20 | 122 | 122
| 30 | 179.6969 | 179.7
| 50 | 293.9737 | 294
| 75 | 435.7379 | 435.8
| 100 | 576.8328 | 576.9 |  |  |  | Optional Dosing Pump and Holding Tank
| 150 | 857.8634 | 857.9 |  |  |  | Wet well
| 200 | 1137.9473 | 1138
| 300 | 1696.4758 | 1696.5
| 400 | 2253.6656 | 2253.7
| 500 | 2810 | 2810
| 600 | 3365.7267 | 3365.8
| 700 | 3920.993 | 3921
| 800 | 4475.8947 | 4475.9
| 1000 | 5584.8528 | 5584.9
1" piping
PE | Pipe Length | Tee Joints | Elbows | Concrete Slabs
5 | 30.5 | 5 | 5 | 16
10 | 57.0685 | 9 | 5 | 34
20 | 100.5 | 13 | 5 | 64
30 | 147.4694 | 17 | 5 | 98
50 | 237.6708 | 23 | 5 | 165
75 | 349.0685 | 29 | 5 | 248
100 | 447.7136 | 33 | 5 | 322
150 | 657.7671 | 41 | 5 | 482
200 | 885.9377 | 49 | 5 | 658
300 | 1278.5845 | 59 | 5 | 961
400 | 1699.9117 | 69 | 5 | 1288
500 | 2100.5 | 77 | 5 | 1600
600 | 2520.0238 | 85 | 5 | 1928
700 | 2958.5399 | 93 | 5 | 2272
800 | 3352.5143 | 99 | 5 | 2581
1000 | 4172.43 | 111 | 5 | 3225
3" piping
| Pipe Length | Tee Joints | Elbows | Tank Connector
| 28.6 | 2 | 6 | 2
| 54.8975 | 4 | 8 | 2
| 97.2 | 6 | 10 | 2
| 143.7219 | 8 | 12 | 2
| 233.0594 | 11 | 15 | 2
| 343.6036 | 14 | 18 | 2
| 441.0529 | 16 | 20 | 2
| 649.6809 | 20 | 24 | 2
| 877.215 | 24 | 28 | 2
| 1267.2547 | 29 | 33 | 2
| 1687.0903 | 34 | 38 | 2
| 2086 | 38 | 42 | 2
| 2504.3515 | 42 | 46 | 2
| 2942.0791 | 46 | 50 | 2
| 3334.6688 | 49 | 53 | 2
| 4152.5193 | 55 | 59 | 2
| Cell Layout |  |  |  |  | 5 PE | [9 empty] | 10 PE | [10 empty] | 20 PE | [10 empty] | 30 PE | [9 empty] | 50 PE | [9 empty] | 75 PE | [9 empty] | 100 PE | [9 empty] | 150 PE | [9 empty] | 200 PE | [9 empty] | 300 PE | [9 empty] | 400 PE | [9 empty] | 500 PE | [9 empty] | 600 PE | [9 empty] | 800 PE | [9 empty] | 1000 PE
PE | Cells | Length | Width | Depth | Freeboard | [73 empty] | Excavation and Media | [5 empty] | Sizing |  |  |  | Excavation and Media | [5 empty] | Sizing |  |  |  | Excavation and Media | [5 empty] | Sizing |  |  |  | Excavation and Media | [5 empty] | Sizing |  |  |  | Excavation and Media | [5 empty] | Sizing |  |  |  | Excavation and Media | [5 empty] | Sizing |  |  |  | Excavation and Media | [5 empty] | Sizing |  |  |  | Excavation and Media | [5 empty] | Sizing
5 | 1 | 5 | 5 | 0.8 | 0.3
10 | 1 | 7.1 | 7.1 | 0.8 | 0.3 | [73 empty] | Excavation | 827.992 | 11.958 | 11.958 | 9901.1665 | [5 empty] | Excavation | 1103.872 | 11.958 | 11.958 | 13200.1522 | [5 empty] | Excavation | 1655.808 | 11.958 | 11.958 | 19800.2284 | [5 empty] | Excavation | 2207.744 | 11.958 | 11.958 | 26400.3045 | [5 empty] | Excavation | 2750 | 11.958 | 11.958 | 32884.6267 | [5 empty] | Excavation | 3301.375 | 11.958 | 11.958 | 39477.9944 | [5 empty] | Excavation | 3865.224 | 11.958 | 11.958 | 46220.5267 | [5 empty] | Excavation | 4435.2 | 11.958 | 11.958 | 53036.326
20 | 1 | 10 | 10 | 0.8 | 0.3 | [73 empty] | Geotextile | 874.552 | 2.0491 | 2.0491 | 1792.0008 |  | Cell Dimensions | m |  |  | Geotextile | 1157.632 | 2.0491 | 2.0491 | 2372.0459 |  | Cell Dimensions | m |  |  | Geotextile | 1736.448 | 2.0491 | 2.0491 | 3558.0689 |  | Cell Dimensions | m |  |  | Geotextile | 2315.264 | 2.0491 | 2.0491 | 4744.0919 |  | Cell Dimensions | m |  |  | Geotextile | 2870 | 2.0491 | 2.0491 | 5880.7737 |  | Cell Dimensions | m |  |  | Geotextile | 3448.375 | 2.0491 | 2.0491 | 7065.8931 |  | Cell Dimensions | m |  |  | Geotextile | 4039.464 | 2.0491 | 2.0491 | 8277.064 |  | Cell Dimensions | m |  |  | Geotextile | 4636.8 | 2.0491 | 2.0491 | 9501.0354 |  | Cell Dimensions | m
30 | 1 | 12.3 | 12.3 | 0.8 | 0.3 | [73 empty] | Imperable liner | 874.552 | 5.2014 | 5.2014 | 4548.9252 |  | Length | 19.4 | m |  | Imperable liner | 1157.632 | 5.2014 | 5.2014 | 6021.3474 |  | Length | 22.4 | m |  | Imperable liner | 1736.448 | 5.2014 | 5.2014 | 9032.0211 |  | Length | 22.4 | m |  | Imperable liner | 2315.264 | 5.2014 | 5.2014 | 12042.6948 |  | Length | 22.4 | m |  | Imperable liner | 2870 | 5.2014 | 5.2014 | 14928.1179 |  | Length | 25 | m |  | Imperable liner | 3448.375 | 5.2014 | 5.2014 | 17936.4977 |  | Length | 24.5 | m |  | Imperable liner | 4039.464 | 5.2014 | 5.2014 | 21011.0086 |  | Length | 24.2 | m |  | Imperable liner | 4636.8 | 5.2014 | 5.2014 | 24118.0129 |  | Length | 24 | m
50 | 1 | 15.9 | 15.9 | 0.8 | 0.3 | [73 empty] | 4_10MM AGGREGATE WASHED GRAVEL | 234.5977 | 38.5837 | 38.5837 | 9051.6595 |  | Width | 19.4 | m |  | 4_10MM AGGREGATE WASHED GRAVEL | 312.7637 | 38.5837 | 38.5837 | 12067.5967 |  | Width | 22.4 | m |  | 4_10MM AGGREGATE WASHED GRAVEL | 469.1456 | 38.5837 | 38.5837 | 18101.395 |  | Width | 22.4 | m |  | 4_10MM AGGREGATE WASHED GRAVEL | 625.5275 | 38.5837 | 38.5837 | 24135.1934 |  | Width | 22.4 | m |  | 4_10MM AGGREGATE WASHED GRAVEL | 779.1667 | 38.5837 | 38.5837 | 30063.1694 |  | Width | 25 | m |  | 4_10MM AGGREGATE WASHED GRAVEL | 935.3896 | 38.5837 | 38.5837 | 36090.8348 |  | Width | 24.5 | m |  | 4_10MM AGGREGATE WASHED GRAVEL | 1095.1468 | 38.5837 | 38.5837 | 42254.8668 |  | Width | 24.2 | m |  | 4_10MM AGGREGATE WASHED GRAVEL | 1256.64 | 38.5837 | 38.5837 | 48485.8796 |  | Width | 24 | m
75 | 1 | 19.4 | 19.4 | 0.8 | 0.3 | [73 empty] | Sharp Sand | 303.5971 | 76 | 76 | 23073.3771 | [5 empty] | Sharp Sand | 404.7531 | 76 | 76 | 30761.2331 | [5 empty] | Sharp Sand | 607.1296 | 76 | 76 | 46141.8496 | [5 empty] | Sharp Sand | 809.5061 | 76 | 76 | 61522.4661 | [5 empty] | Sharp Sand | 1008.3333 | 76 | 76 | 76633.3333 | [5 empty] | Sharp Sand | 1210.5042 | 76 | 76 | 91998.3167 | [5 empty] | Sharp Sand | 1417.2488 | 76 | 76 | 107710.9088 | [5 empty] | Sharp Sand | 1626.24 | 76 | 76 | 123594.24
100 | 1 | 22.4 | 22.4 | 0.8 | 0.3 | [73 empty] | 20-40mm | 124.1988 | 44.7101 | 44.7101 | 5552.938 |  | Depth | 1.1 | m |  | 20-40mm | 165.5808 | 44.7101 | 44.7101 | 7403.1305 |  | Depth | 1.1 | m |  | 20-40mm | 248.3712 | 44.7101 | 44.7101 | 11104.6957 |  | Depth | 1.1 | m |  | 20-40mm | 331.1616 | 44.7101 | 44.7101 | 14806.261 |  | Depth | 1.1 | m |  | 20-40mm | 412.5 | 44.7101 | 44.7101 | 18442.9072 |  | Depth | 1.1 | m |  | 20-40mm | 495.2063 | 44.7101 | 44.7101 | 22140.71 |  | Depth | 1.1 | m |  | 20-40mm | 579.7836 | 44.7101 | 44.7101 | 25922.17 |  | Depth | 1.1 | m |  | 20-40mm | 665.28 | 44.7101 | 44.7101 | 29744.7207 |  | Depth | 1.1 | m
150 | 2 | 19.4 | 19.4 | 0.8 | 0.3 | [73 empty] | Typha | 3011 | 1.3476 | 1.3476 | 4057.7575 | [5 empty] | Typha | 4015 | 1.3476 | 1.3476 | 5410.7926 | [5 empty] | Typha | 6022 | 1.3476 | 1.3476 | 8115.515 | [5 empty] | Typha | 8029 | 1.3476 | 1.3476 | 10820.2375 | [5 empty] | Typha | 10000 | 1.3476 | 1.3476 | 13476.4447 | [5 empty] | Typha | 12005 | 1.3476 | 1.3476 | 16178.4719 | [5 empty] | Typha | 14056 | 1.3476 | 1.3476 | 18942.4907 | [5 empty] | Typha | 16128 | 1.3476 | 1.3476 | 21734.81
200 | 2 | 22.4 | 22.4 | 0.8 | 0.3 | [73 empty] | Subtotal |  |  |  | 57977.8247 |  | Treatment Volume | 301.088 |  |  | Subtotal |  |  |  | 77236.2983 |  | Treatment Volume | 401.408 |  |  | Subtotal |  |  |  | 115853.7737 |  | Treatment Volume | 401.408 |  |  | Subtotal |  |  |  | 154471.249 |  | Treatment Volume | 401.408 |  |  | Subtotal |  |  |  | 192309.3729 |  | Treatment Volume | 500 |  |  | Subtotal |  |  |  | 230888.7186 |  | Treatment Volume | 480.2 |  |  | Subtotal |  |  |  | 270339.0356 |  | Treatment Volume | 468.512 |  |  | Subtotal |  |  |  | 310215.0245 |  | Treatment Volume | 460.8
300 | 3 | 22.4 | 22.4 | 0.8 | 0.3 | [79 empty] | Cell Volum | 413.996 | m3 | [7 empty] | Cell Volum | 551.936 | m3 | [7 empty] | Cell Volum | 551.936 | m3 | [7 empty] | Cell Volum | 551.936 | m3 | [7 empty] | Cell Volum | 687.5 | m3 | [7 empty] | Cell Volum | 660.275 | m3 | [7 empty] | Cell Volum | 644.204 | m3 | [7 empty] | Cell Volum | 633.6 | m3
400 | 4 | 22.4 | 22.4 | 0.8 | 0.3
500 | 4 | 25 | 25 | 0.8 | 0.3 | [73 empty] | Piping | [5 empty] | No. of Cell | 2 |  |  | Piping | [5 empty] | No. of Cell | 2 |  |  | Piping | [5 empty] | No. of Cell | 3 |  |  | Piping | [5 empty] | No. of Cell | 4 |  |  | Piping | [5 empty] | No. of Cell | 4 |  |  | Piping | [5 empty] | No. of Cell | 5 |  |  | Piping | [5 empty] | No. of Cell | 6 |  |  | Piping | [5 empty] | No. of Cell | 7
600 | 5 | 24.5 | 24.5 | 0.8 | 0.3 | [73 empty] | 1" | [9 empty] | 1" | [9 empty] | 1" | [9 empty] | 1" | [9 empty] | 1" | [9 empty] | 1" | [9 empty] | 1" | [9 empty] | 1"
700 | 6 | 24.2 | 24.2 | 0.8 | 0.3 | [73 empty] | Pipe Length | 699.4 |  | 2.054 | 1436.5676 |  | Total Volume | 827.992 |  |  | Pipe Length | 897 |  | 2.054 | 1842.438 |  | Total Volume | 1103.872 |  |  | Pipe Length | 1345.5 |  | 2.054 | 2763.657 |  | Total Volume | 1655.808 |  |  | Pipe Length | 1794 |  | 2.054 | 3684.876 |  | Total Volume | 2207.744 |  |  | Pipe Length | 1794 |  | 2.054 | 3684.876 |  | Total Volume | 2750 |  |  | Pipe Length | 2752.5 |  | 2.054 | 5653.635 |  | Total Volume | 3301.375 |  |  | Pipe Length | 3237 |  | 2.054 | 6648.798 |  | Total Volume | 3865.224 |  |  | Pipe Length | 3730.3 |  | 2.054 | 7662.0362 |  | Total Volume | 4435.2
800 | 7 | 24 | 24 | 0.8 | 0.3 | [73 empty] | Tee Joints | 58 |  | 2.38 | 138.04 | [5 empty] | Tee Joints | 66 |  | 2.38 | 157.08 | [5 empty] | Tee Joints | 99 |  | 2.38 | 235.62 | [5 empty] | Tee Joints | 132 |  | 2.38 | 314.16 | [5 empty] | Tee Joints | 132 |  | 2.38 | 314.16 | [5 empty] | Tee Joints | 185 |  | 2.38 | 440.3 | [5 empty] | Tee Joints | 222 |  | 2.38 | 528.36 | [5 empty] | Tee Joints | 259 |  | 2.38 | 616.42
1000 | 8 | 25 | 25 | 0.8 | 0.3 | [73 empty] | Elbows | 10 |  | 1.81 | 18.1 |  | Treatment Area | 752.72 |  |  | Elbows | 10 |  | 1.81 | 18.1 |  | Treatment Area | 1003.52 |  |  | Elbows | 15 |  | 1.81 | 27.15 |  | Treatment Area | 1505.28 |  |  | Elbows | 20 |  | 1.81 | 36.2 |  | Treatment Area | 2007.04 |  |  | Elbows | 20 |  | 1.81 | 36.2 |  | Treatment Area | 2500 |  |  | Elbows | 25 |  | 1.81 | 45.25 |  | Treatment Area | 3001.25 |  |  | Elbows | 30 |  | 1.81 | 54.3 |  | Treatment Area | 3513.84 |  |  | Elbows | 35 |  | 1.81 | 63.35 |  | Treatment Area | 4032
[79 empty] | 3" | [9 empty] | 3" | [9 empty] | 3" | [9 empty] | 3" | [9 empty] | 3" | [9 empty] | 3" | [9 empty] | 3" | [9 empty] | 3"
[79 empty] | Pipe Length | 1338 |  | 8.582 | 11482.716 | [5 empty] | Pipe Length | 1722.4 |  | 8.582 | 14781.6368 | [5 empty] | Pipe Length | 2583.6 |  | 8.582 | 22172.4552 | [5 empty] | Pipe Length | 3444.8 |  | 8.582 | 29563.2736 | [5 empty] | Pipe Length | 4244 |  | 8.582 | 36422.008 | [5 empty] | Pipe Length | 5202.5 |  | 8.582 | 44647.855 | [5 empty] | Pipe Length | 6018.6 |  | 8.582 | 51651.6252 | [5 empty] | Pipe Length | 6965.7 |  | 8.582 | 59779.6374
|  | PE | Geotextile | [75 empty] | Tee Joints | 60 |  | 17.61 | 1056.6 | [5 empty] | Tee Joints | 68 |  | 17.61 | 1197.48 | [5 empty] | Tee Joints | 102 |  | 17.61 | 1796.22 | [5 empty] | Tee Joints | 136 |  | 17.61 | 2394.96 | [5 empty] | Tee Joints | 152 |  | 17.61 | 2676.72 | [5 empty] | Tee Joints | 190 |  | 17.61 | 3345.9 | [5 empty] | Tee Joints | 222 |  | 17.61 | 3909.42 | [5 empty] | Tee Joints | 259 |  | 17.61 | 4560.99
|  | 150 | 874.552 | [75 empty] | Elbows | 68 |  | 13.67 | 929.56 | [5 empty] | Elbows | 76 |  | 13.67 | 1038.92 | [5 empty] | Elbows | 114 |  | 13.67 | 1558.38 | [5 empty] | Elbows | 152 |  | 13.67 | 2077.84 | [5 empty] | Elbows | 168 |  | 13.67 | 2296.56 | [5 empty] | Elbows | 210 |  | 13.67 | 2870.7 | [5 empty] | Elbows | 246 |  | 13.67 | 3362.82 | [5 empty] | Elbows | 287 |  | 13.67 | 3923.29
|  | 200 | 1157.632 | [75 empty] | Tank Connector | 4 |  | 0 | 0 | [5 empty] | Tank Connector | 4 |  | 0 | 0 | [5 empty] | Tank Connector | 6 |  | 0 | 0 | [5 empty] | Tank Connector | 8 |  | 0 | 0 | [5 empty] | Tank Connector | 8 |  | 0 | 0 | [5 empty] | Tank Connector | 10 |  | 0 | 0 | [5 empty] | Tank Connector | 12 |  | 0 | 0 | [5 empty] | Tank Connector | 14 |  | 0 | 0
|  | 300 | 1736.448 | [75 empty] | Concrete Slabs | 498 |  | 16.692 | 8312.616 | [5 empty] | Concrete Slabs | 646 |  | 16.692 | 10783.032 | [5 empty] | Concrete Slabs | 969 |  | 16.692 | 16174.548 | [5 empty] | Concrete Slabs | 1292 |  | 16.692 | 21566.064 | [5 empty] | Concrete Slabs | 1600 |  | 16.692 | 26707.2 | [5 empty] | Concrete Slabs | 1960 |  | 16.692 | 32716.32 | [5 empty] | Concrete Slabs | 2328 |  | 16.692 | 38858.976 | [5 empty] | Concrete Slabs | 2688 |  | 16.692 | 44868.096
|  | 400 | 2315.264 | [75 empty] | Subtotal |  |  |  | 23374.1996 | [5 empty] | Subtotal |  |  |  | 29818.6868 | [5 empty] | Subtotal |  |  |  | 44728.0302 | [5 empty] | Subtotal |  |  |  | 59637.3736 | [5 empty] | Subtotal |  |  |  | 72137.724 | [5 empty] | Subtotal |  |  |  | 89719.96 | [5 empty] | Subtotal |  |  |  | 105014.2992 | [5 empty] | Subtotal |  |  |  | 121473.8196
|  | 500 | 2870
|  | 600 | 3448.375 | [75 empty] | Siphon Total |  |  |  | 81352.0243 | [5 empty] | Siphon Total |  |  |  | 107054.9851 | [5 empty] | Siphon Total |  |  |  | 160581.8039 | [5 empty] | Siphon Total |  |  |  | 214108.6226 | [5 empty] | Siphon Total |  |  |  | 264447.0969 | [5 empty] | Siphon Total |  |  |  | 320608.6786 | [5 empty] | Siphon Total |  |  |  | 375353.3348 | [5 empty] | Siphon Total |  |  |  | 431688.8441
|  | 700 | 4039.464
|  | 800 | 4636.8
|  | 1000 | 5740
1" per cell
PE | Pipe Length | Tee Joints | Elbows | Conbcrete Slabs
5 | 30.5 | 5 | 5 | 16 | [146 empty] | 1925
10 | 57.3 | 9 | 5 | 34
20 | 100.5 | 13 | 5 | 64
30 | 148.1 | 17 | 5 | 98
50 | 239 | 23 | 5 | 165
75 | 349.7 | 29 | 5 | 248
100 | 448.5 | 33 | 5 | 322
150 | 349.7 | 29 | 5 | 249
200 | 448.5 | 33 | 5 | 323
300 | 448.5 | 33 | 5 | 323
400 | 448.5 | 33 | 5 | 323
500 | 550.5 | 37 | 5 | 400
600 | 539.5 | 37 | 5 | 392
700 | 532.9 | 37 | 5 | 388
800 | 528.5 | 37 | 5 | 384
1000 | 550.5 | 37 | 5 | 400
PE | Pipe Length | Tee Joints | Elbows
5 | 28.6 | 2 | 6
10 | 55.1 | 4 | 8
20 | 97.2 | 6 | 10
30 | 144.3 | 8 | 12
50 | 234.3 | 11 | 15
75 | 344.2 | 14 | 18
100 | 441.8 | 16 | 20
150 | 669 | 30 | 34
200 | 861.2 | 34 | 38
300 | 861.2 | 34 | 38
400 | 861.2 | 34 | 38
500 | 1061 | 38 | 42
600 | 1040.5 | 38 | 42
700 | 1003.1 | 37 | 41
800 | 995.1 | 37 | 41
1000 | 1061 | 38 | 42
Operational | [5 empty] | 5 PE | [9 empty] | 10 PE | [10 empty] | 20 PE | [10 empty] | 30 PE | [9 empty] | 50 PE | [9 empty] | 75 PE | [9 empty] | 100 PE | [9 empty] | 150 PE | [9 empty] | 200 PE | [9 empty] | 300 PE | [9 empty] | 400 PE | [9 empty] | 500 PE | [9 empty] | 600 PE | [9 empty] | 800 PE | [9 empty] | 1000 PE
|  | Frequency |  | Price |  |  | Refurbishment | [9 empty] | Refurbishment | [10 empty] | Refurbishment | [10 empty] | Refurbishment | [9 empty] | Refurbishment | [9 empty] | Refurbishment | [9 empty] | Refurbishment | [9 empty] | Refurbishment | [9 empty] | Refurbishment | [9 empty] | Refurbishment | [9 empty] | Refurbishment | [9 empty] | Refurbishment | [9 empty] | Refurbishment | [9 empty] | Refurbishment | [9 empty] | Refurbishment
| Site visits (pipe cleaning) | Once per Month |  | 35.125 |  |  | Item |  | Unit | Ref | Ref (2021) | Cost (£) |  |  |  |  | Item |  | Unit | Ref | Ref (2021) | Cost (£) | [5 empty] | Item |  | Unit | Ref | Ref (2021) | Cost (£) | [5 empty] | Item |  | Unit | Ref | Ref (2021) | Cost (£) |  |  |  |  | Item |  | Unit | Ref | Ref (2021) | Cost (£) |  |  |  |  | Item |  | Unit | Ref | Ref (2021) | Cost (£) |  |  |  |  | Item |  | Unit | Ref | Ref (2021) | Cost (£) |  |  |  |  | Item |  | Unit | Ref | Ref (2021) | Cost (£) |  |  |  |  | Item |  | Unit | Ref | Ref (2021) | Cost (£) |  |  |  |  | Item |  | Unit | Ref | Ref (2021) | Cost (£) |  |  |  |  | Item |  | Unit | Ref | Ref (2021) | Cost (£) |  |  |  |  | Item |  | Unit | Ref | Ref (2021) | Cost (£) |  |  |  |  | Item |  | Unit | Ref | Ref (2021) | Cost (£) |  |  |  |  | Item |  | Unit | Ref | Ref (2021) | Cost (£) |  |  |  |  | Item |  | Unit | Ref | Ref (2021) | Cost (£)
| Reed harversting | Once per year |  | 35.125 |  |  | Surface Scrape | Excavation | 5 | 11.38 | 12.0765 | 60.3827 |  |  |  |  | Surface Scrape | Excavation | 10.082 | 11.38 | 12.0765 | 121.7557 | [5 empty] | Surface Scrape | Excavation | 20 | 11.38 | 12.0765 | 241.5309 | [5 empty] | Surface Scrape | Excavation | 30.258 | 11.38 | 12.0765 | 365.4122 |  |  |  |  | Surface Scrape | Excavation | 50.562 | 11.38 | 12.0765 | 610.6144 |  |  |  |  | Surface Scrape | Excavation | 75.272 | 11.38 | 12.0765 | 909.0258 |  |  |  |  | Surface Scrape | Excavation | 100.352 | 11.38 | 12.0765 | 1211.9056 |  |  |  |  | Surface Scrape | Excavation | 150.544 | 11.38 | 12.0765 | 1818.0517 |  |  |  |  | Surface Scrape | Excavation | 200.704 | 11.38 | 12.0765 | 2423.8113 |  |  |  |  | Surface Scrape | Excavation | 301.056 | 11.38 | 12.0765 | 3635.7169 |  |  |  |  | Surface Scrape | Excavation | 401.408 | 11.38 | 12.0765 | 4847.6226 |  |  |  |  | Surface Scrape | Excavation | 500 | 11.38 | 12.0765 | 6038.2735 |  |  |  |  | Surface Scrape | Excavation | 600.25 | 11.38 | 12.0765 | 7248.9474 |  |  |  |  | Surface Scrape | Excavation | 702.768 | 11.38 | 12.0765 | 8487.0108 |  |  |  |  | Surface Scrape | Excavation | 806.4 | 11.38 | 12.0765 | 9738.5275
[7 empty] | New Media | [9 empty] | New Media | [10 empty] | New Media | [10 empty] | New Media | [9 empty] | New Media | [9 empty] | New Media | [9 empty] | New Media | [9 empty] | New Media | [9 empty] | New Media | [9 empty] | New Media | [9 empty] | New Media | [9 empty] | New Media | [9 empty] | New Media | [9 empty] | New Media | [9 empty] | New Media
| VF | [6 empty] | Sand | 2.5 | 38 | 40.3259 | 100.8148 | [5 empty] | Sand | 5.041 | 38 | 40.3259 | 203.2829 | [6 empty] | Sand | 10 | 38 | 40.3259 | 403.259 | [6 empty] | Sand | 15.129 | 38 | 40.3259 | 610.0906 | [5 empty] | Sand | 25.281 | 38 | 40.3259 | 1019.4792 | [5 empty] | Sand | 37.636 | 38 | 40.3259 | 1517.7057 | [5 empty] | Sand | 50.176 | 38 | 40.3259 | 2023.3926 | [5 empty] | Sand | 75.272 | 38 | 40.3259 | 3035.4114 | [5 empty] | Sand | 100.352 | 38 | 40.3259 | 4046.7851 | [5 empty] | Sand | 150.528 | 38 | 40.3259 | 6070.1777 | [5 empty] | Sand | 200.704 | 38 | 40.3259 | 8093.5702 | [5 empty] | Sand | 250 | 38 | 40.3259 | 10081.476 | [5 empty] | Sand | 300.125 | 38 | 40.3259 | 12102.8119 | [5 empty] | Sand | 351.384 | 38 | 40.3259 | 14169.8775 | [5 empty] | Sand | 403.2 | 38 | 40.3259 | 16259.4045
| Refurbishment | [6 empty] | 4-10mm Aggregate | 2.5 | 36.7186 | 38.9661 | 97.4153 | [5 empty] | 4-10mm Aggregate | 5.041 | 36.7186 | 38.9661 | 196.4281 | [6 empty] | 4-10mm Aggregate | 10 | 36.7186 | 38.9661 | 389.661 | [6 empty] | 4-10mm Aggregate | 15.129 | 36.7186 | 38.9661 | 589.5181 | [5 empty] | 4-10mm Aggregate | 25.281 | 36.7186 | 38.9661 | 985.102 | [5 empty] | 4-10mm Aggregate | 37.636 | 36.7186 | 38.9661 | 1466.5282 | [5 empty] | 4-10mm Aggregate | 50.176 | 36.7186 | 38.9661 | 1955.1631 | [5 empty] | 4-10mm Aggregate | 75.272 | 36.7186 | 38.9661 | 2933.0564 | [5 empty] | 4-10mm Aggregate | 100.352 | 36.7186 | 38.9661 | 3910.3262 | [5 empty] | 4-10mm Aggregate | 150.528 | 36.7186 | 38.9661 | 5865.4893 | [5 empty] | 4-10mm Aggregate | 200.704 | 36.7186 | 38.9661 | 7820.6524 | [5 empty] | 4-10mm Aggregate | 250 | 36.7186 | 38.9661 | 9741.5253 | [5 empty] | 4-10mm Aggregate | 300.125 | 36.7186 | 38.9661 | 11694.7011 | [5 empty] | 4-10mm Aggregate | 351.384 | 36.7186 | 38.9661 | 13692.0645 | [5 empty] | 4-10mm Aggregate | 403.2 | 36.7186 | 38.9661 | 15711.132
Every 10 years
| Surface scrapping 0.2m |  |  | Excavation |  |  | Replanting | Typha | 100 | 1.25 | 1.353 | 135.304 |  |  |  |  | Replanting | Typha | 202 | 1.25 | 1.353 | 273.3141 | [5 empty] | Replanting | Typha | 400 | 1.25 | 1.353 | 541.2161 | [5 empty] | Replanting | Typha | 606 | 1.25 | 1.353 | 819.9424 |  |  |  |  | Replanting | Typha | 1012 | 1.25 | 1.353 | 1369.2767 |  |  |  |  | Replanting | Typha | 1506 | 1.25 | 1.353 | 2037.6785 |  |  |  |  | Replanting | Typha | 2008 | 1.25 | 1.353 | 2716.9047 |  |  |  |  | Replanting | Typha | 3011 | 1.25 | 1.353 | 4074.004 |  |  |  |  | Replanting | Typha | 4015 | 1.25 | 1.353 | 5432.4564 |  |  |  |  | Replanting | Typha | 6022 | 1.25 | 1.353 | 8148.0081 |  |  |  |  | Replanting | Typha | 8029 | 1.25 | 1.353 | 10863.5598 |  |  |  |  | Replanting | Typha | 10000 | 1.25 | 1.353 | 13530.402 |  |  |  |  | Replanting | Typha | 12005 | 1.25 | 1.353 | 16243.2476 |  |  |  |  | Replanting | Typha | 14056 | 1.25 | 1.353 | 19018.3331 |  |  |  |  | Replanting | Typha | 16128 | 1.25 | 1.353 | 21821.8323
| Replanting |  |  | Same Plant Costs
| New sand |  |  | Media for 0.2m depth | [6 empty] | Total | 393.9168 | [8 empty] | Total | 794.7809 | [9 empty] | Total | 1575.6671 | [9 empty] | Total | 2384.9633 | [8 empty] | Total | 3984.4722 | [8 empty] | Total | 5930.9383 | [8 empty] | Total | 7907.366 | [8 empty] | Total | 11860.5236 | [8 empty] | Total | 15813.379 | [8 empty] | Total | 23719.392 | [8 empty] | Total | 31625.405 | [8 empty] | Total | 39391.6768 | [8 empty] | Total | 47289.708 | [8 empty] | Total | 55367.2858 | [8 empty] | Total | 63530.8964
[7 empty] | Maintance |  | Unit | Ref | Ref (2021) | Cost (£) |  |  |  |  | Maintance |  | Unit | Ref | Ref (2021) | Cost (£) | [5 empty] | Maintance |  | Unit | Ref | Ref (2021) | Cost (£) | [5 empty] | Maintance |  | Unit | Ref | Ref (2021) | Cost (£) |  |  |  |  | Maintance |  | Unit | Ref | Ref (2021) | Cost (£) |  |  |  |  | Maintance |  | Unit | Ref | Ref (2021) | Cost (£) |  |  |  |  | Maintance |  | Unit | Ref | Ref (2021) | Cost (£) |  |  |  |  | Maintance |  | Unit | Ref | Ref (2021) | Cost (£) |  |  |  |  | Maintance |  | Unit | Ref | Ref (2021) | Cost (£) |  |  |  |  | Maintance |  | Unit | Ref | Ref (2021) | Cost (£) |  |  |  |  | Maintance |  | Unit | Ref | Ref (2021) | Cost (£) |  |  |  |  | Maintance |  | Unit | Ref | Ref (2021) | Cost (£) |  |  |  |  | Maintance |  | Unit | Ref | Ref (2021) | Cost (£) |  |  |  |  | Maintance |  | Unit | Ref | Ref (2021) | Cost (£) |  |  |  |  | Maintance |  | Unit | Ref | Ref (2021) | Cost (£)
[7 empty] | Site visits |  | 12 | 35.125 | 35.125 | 421.5001 |  |  |  |  | Site visits |  | 12 | 35.125 | 35.125 | 421.5001 | [5 empty] | Site visits |  | 12 | 35.125 | 35.125 | 421.5001 | [5 empty] | Site visits |  | 12 | 35.125 | 35.125 | 421.5001 |  |  |  |  | Site visits |  | 12 | 35.125 | 35.125 | 421.5001 |  |  |  |  | Site visits |  | 12 | 35.125 | 35.125 | 421.5001 |  |  |  |  | Site visits |  | 12 | 35.125 | 35.125 | 421.5001 |  |  |  |  | Site visits |  | 12 | 35.125 | 35.125 | 421.5001 |  |  |  |  | Site visits |  | 12 | 35.125 | 35.125 | 421.5001 |  |  |  |  | Site visits |  | 12 | 35.125 | 35.125 | 421.5001 |  |  |  |  | Site visits |  | 12 | 35.125 | 35.125 | 421.5001 |  |  |  |  | Site visits |  | 12 | 35.125 | 35.125 | 421.5001 |  |  |  |  | Site visits |  | 12 | 35.125 | 35.125 | 421.5001 |  |  |  |  | Site visits |  | 12 | 35.125 | 35.125 | 421.5001 |  |  |  |  | Site visits |  | 12 | 35.125 | 35.125 | 421.5001
[7 empty] | Reed harvesting |  | 1 | 35.125 | 35.125 | 35.125 |  |  |  |  | Reed harvesting |  | 1 | 35.125 | 35.125 | 35.125 | [5 empty] | Reed harvesting |  | 1 | 35.125 | 35.125 | 35.125 | [5 empty] | Reed harvesting |  | 1 | 35.125 | 35.125 | 35.125 |  |  |  |  | Reed harvesting |  | 1 | 35.125 | 35.125 | 35.125 |  |  |  |  | Reed harvesting |  | 1 | 35.125 | 35.125 | 35.125 |  |  |  |  | Reed harvesting |  | 1 | 35.125 | 35.125 | 35.125 |  |  |  |  | Reed harvesting |  | 1 | 35.125 | 35.125 | 35.125 |  |  |  |  | Reed harvesting |  | 1 | 35.125 | 35.125 | 35.125 |  |  |  |  | Reed harvesting |  | 1 | 35.125 | 35.125 | 35.125 |  |  |  |  | Reed harvesting |  | 1 | 35.125 | 35.125 | 35.125 |  |  |  |  | Reed harvesting |  | 1 | 35.125 | 35.125 | 35.125 |  |  |  |  | Reed harvesting |  | 1 | 35.125 | 35.125 | 35.125 |  |  |  |  | Reed harvesting |  | 1 | 35.125 | 35.125 | 35.125 |  |  |  |  | Reed harvesting |  | 1 | 35.125 | 35.125 | 35.125
[11 empty] | Total | 456.6251 | [8 empty] | Total | 456.6251 | [9 empty] | Total | 456.6251 | [9 empty] | Total | 456.6251 | [8 empty] | Total | 456.6251 | [8 empty] | Total | 456.6251 | [8 empty] | Total | 456.6251 | [8 empty] | Total | 456.6251 | [8 empty] | Total | 456.6251 | [8 empty] | Total | 456.6251 | [8 empty] | Total | 456.6251 | [8 empty] | Total | 456.6251 | [8 empty] | Total | 456.6251 | [8 empty] | Total | 456.6251 | [8 empty] | Total | 456.6251
[7 empty] | Refurbishment Interval | [9 empty] | Refurbishment Frequency | [10 empty] | Refurbishment Frequency | [10 empty] | Refurbishment Frequency | [9 empty] | Refurbishment Frequency | [9 empty] | Refurbishment Frequency | [9 empty] | Refurbishment Frequency | [9 empty] | Refurbishment Frequency | [9 empty] | Refurbishment Frequency | [9 empty] | Refurbishment Frequency | [9 empty] | Refurbishment Frequency | [9 empty] | Refurbishment Frequency | [9 empty] | Refurbishment Frequency | [9 empty] | Refurbishment Frequency | [9 empty] | Refurbishment Frequency
[7 empty] | Every _ years | Annual Costs |  | Labour |  | Overall |  |  |  |  | Every _ years | Annual Costs |  | Labour |  | Overall | [5 empty] | Every _ years | Annual Costs |  | Labour |  | Overall | [5 empty] | Every _ years | Annual Costs |  | Labour |  | Overall |  |  |  |  | Every _ years | Annual Costs |  | Labour |  | Overall |  |  |  |  | Every _ years | Annual Costs |  | Labour |  | Overall |  |  |  |  | Every _ years | Annual Costs |  | Labour |  | Overall |  |  |  |  | Every _ years | Annual Costs |  | Labour |  | Overall |  |  |  |  | Every _ years | Annual Costs |  | Labour |  | Overall |  |  |  |  | Every _ years | Annual Costs |  | Labour |  | Overall |  |  |  |  | Every _ years | Annual Costs |  | Labour |  | Overall |  |  |  |  | Every _ years | Annual Costs |  | Labour |  | Overall |  |  |  |  | Every _ years | Annual Costs |  | Labour |  | Overall |  |  |  |  | Every _ years | Annual Costs |  | Labour |  | Overall |  |  |  |  | Every _ years | Annual Costs |  | Labour |  | Overall
[7 empty] | 5 | 78.7834 |  | 456.6251 |  | 535.4084 |  |  |  |  | 5 | 158.9562 |  | 456.6251 |  | 615.5812 | [5 empty] | 5 | 315.1334 |  | 456.6251 |  | 771.7585 | [5 empty] | 5 | 476.9927 |  | 456.6251 |  | 933.6177 |  |  |  |  | 5 | 796.8944 |  | 456.6251 |  | 1253.5195 |  |  |  |  | 5 | 1186.1877 |  | 456.6251 |  | 1642.8127 |  |  |  |  | 5 | 1581.4732 |  | 456.6251 |  | 2038.0983 |  |  |  |  | 5 | 2372.1047 |  | 456.6251 |  | 2828.7298 |  |  |  |  | 5 | 3162.6758 |  | 456.6251 |  | 3619.3009 |  |  |  |  | 5 | 4743.8784 |  | 456.6251 |  | 5200.5035 |  |  |  |  | 5 | 6325.081 |  | 456.6251 |  | 6781.7061 |  |  |  |  | 5 | 7878.3354 |  | 456.6251 |  | 8334.9604 |  |  |  |  | 5 | 9457.9416 |  | 456.6251 |  | 9914.5667 |  |  |  |  | 5 | 11073.4572 |  | 456.6251 |  | 11530.0822 |  |  |  |  | 5 | 12706.1793 |  | 456.6251 |  | 13162.8043
[7 empty] | 6 | 65.6528 |  | 456.6251 |  | 522.2779 |  |  |  |  | 6 | 132.4635 |  | 456.6251 |  | 589.0885 | [5 empty] | 6 | 262.6112 |  | 456.6251 |  | 719.2363 | [5 empty] | 6 | 397.4939 |  | 456.6251 |  | 854.1189 |  |  |  |  | 6 | 664.0787 |  | 456.6251 |  | 1120.7038 |  |  |  |  | 6 | 988.4897 |  | 456.6251 |  | 1445.1148 |  |  |  |  | 6 | 1317.8943 |  | 456.6251 |  | 1774.5194 |  |  |  |  | 6 | 1976.7539 |  | 456.6251 |  | 2433.379 |  |  |  |  | 6 | 2635.5632 |  | 456.6251 |  | 3092.1882 |  |  |  |  | 6 | 3953.232 |  | 456.6251 |  | 4409.8571 |  |  |  |  | 6 | 5270.9008 |  | 456.6251 |  | 5727.5259 |  |  |  |  | 6 | 6565.2795 |  | 456.6251 |  | 7021.9045 |  |  |  |  | 6 | 7881.618 |  | 456.6251 |  | 8338.2431 |  |  |  |  | 6 | 9227.881 |  | 456.6251 |  | 9684.506 |  |  |  |  | 6 | 10588.4827 |  | 456.6251 |  | 11045.1078
[7 empty] | 7 | 56.2738 |  | 456.6251 |  | 512.8989 |  |  |  |  | 7 | 113.5401 |  | 456.6251 |  | 570.1652 | [5 empty] | 7 | 225.0953 |  | 456.6251 |  | 681.7204 | [5 empty] | 7 | 340.709 |  | 456.6251 |  | 797.3341 |  |  |  |  | 7 | 569.2103 |  | 456.6251 |  | 1025.8354 |  |  |  |  | 7 | 847.2769 |  | 456.6251 |  | 1303.902 |  |  |  |  | 7 | 1129.6237 |  | 456.6251 |  | 1586.2488 |  |  |  |  | 7 | 1694.3605 |  | 456.6251 |  | 2150.9856 |  |  |  |  | 7 | 2259.0541 |  | 456.6251 |  | 2715.6792 |  |  |  |  | 7 | 3388.4846 |  | 456.6251 |  | 3845.1096 |  |  |  |  | 7 | 4517.915 |  | 456.6251 |  | 4974.5401 |  |  |  |  | 7 | 5627.3824 |  | 456.6251 |  | 6084.0075 |  |  |  |  | 7 | 6755.6726 |  | 456.6251 |  | 7212.2976 |  |  |  |  | 7 | 7909.6123 |  | 456.6251 |  | 8366.2373 |  |  |  |  | 7 | 9075.8423 |  | 456.6251 |  | 9532.4674
[7 empty] | 8 | 49.2396 |  | 456.6251 |  | 505.8647 |  |  |  |  | 8 | 99.3476 |  | 456.6251 |  | 555.9727 | [5 empty] | 8 | 196.9584 |  | 456.6251 |  | 653.5835 | [5 empty] | 8 | 298.1204 |  | 456.6251 |  | 754.7455 |  |  |  |  | 8 | 498.059 |  | 456.6251 |  | 954.6841 |  |  |  |  | 8 | 741.3673 |  | 456.6251 |  | 1197.9924 |  |  |  |  | 8 | 988.4208 |  | 456.6251 |  | 1445.0458 |  |  |  |  | 8 | 1482.5654 |  | 456.6251 |  | 1939.1905 |  |  |  |  | 8 | 1976.6724 |  | 456.6251 |  | 2433.2974 |  |  |  |  | 8 | 2964.924 |  | 456.6251 |  | 3421.5491 |  |  |  |  | 8 | 3953.1756 |  | 456.6251 |  | 4409.8007 |  |  |  |  | 8 | 4923.9596 |  | 456.6251 |  | 5380.5847 |  |  |  |  | 8 | 5911.2135 |  | 456.6251 |  | 6367.8386 |  |  |  |  | 8 | 6920.9107 |  | 456.6251 |  | 7377.5358 |  |  |  |  | 8 | 7941.362 |  | 456.6251 |  | 8397.9871
[7 empty] | 9 | 43.7685 |  | 456.6251 |  | 500.3936 |  |  |  |  | 9 | 88.309 |  | 456.6251 |  | 544.9341 | [5 empty] | 9 | 175.0741 |  | 456.6251 |  | 631.6992 | [5 empty] | 9 | 264.9959 |  | 456.6251 |  | 721.621 |  |  |  |  | 9 | 442.7191 |  | 456.6251 |  | 899.3442 |  |  |  |  | 9 | 658.9931 |  | 456.6251 |  | 1115.6182 |  |  |  |  | 9 | 878.5962 |  | 456.6251 |  | 1335.2213 |  |  |  |  | 9 | 1317.836 |  | 456.6251 |  | 1774.461 |  |  |  |  | 9 | 1757.0421 |  | 456.6251 |  | 2213.6672 |  |  |  |  | 9 | 2635.488 |  | 456.6251 |  | 3092.1131 |  |  |  |  | 9 | 3513.9339 |  | 456.6251 |  | 3970.559 |  |  |  |  | 9 | 4376.853 |  | 456.6251 |  | 4833.4781 |  |  |  |  | 9 | 5254.412 |  | 456.6251 |  | 5711.0371 |  |  |  |  | 9 | 6151.9206 |  | 456.6251 |  | 6608.5457 |  |  |  |  | 9 | 7058.9885 |  | 456.6251 |  | 7515.6136
[7 empty] | 10 | 39.3917 |  | 456.6251 |  | 496.0167 |  |  |  |  | 10 | 79.4781 |  | 456.6251 |  | 536.1032 | [5 empty] | 10 | 157.5667 |  | 456.6251 |  | 614.1918 | [5 empty] | 10 | 238.4963 |  | 456.6251 |  | 695.1214 |  |  |  |  | 10 | 398.4472 |  | 456.6251 |  | 855.0723 |  |  |  |  | 10 | 593.0938 |  | 456.6251 |  | 1049.7189 |  |  |  |  | 10 | 790.7366 |  | 456.6251 |  | 1247.3617 |  |  |  |  | 10 | 1186.0524 |  | 456.6251 |  | 1642.6774 |  |  |  |  | 10 | 1581.3379 |  | 456.6251 |  | 2037.963 |  |  |  |  | 10 | 2371.9392 |  | 456.6251 |  | 2828.5643 |  |  |  |  | 10 | 3162.5405 |  | 456.6251 |  | 3619.1656 |  |  |  |  | 10 | 3939.1677 |  | 456.6251 |  | 4395.7928 |  |  |  |  | 10 | 4728.9708 |  | 456.6251 |  | 5185.5959 |  |  |  |  | 10 | 5536.7286 |  | 456.6251 |  | 5993.3537 |  |  |  |  | 10 | 6353.0896 |  | 456.6251 |  | 6809.7147
NPV
[8 empty] | Discout Rate | Discout Rate | [8 empty] | Discout Rate | Discout Rate | [9 empty] | Discout Rate | Discout Rate | [9 empty] | Discout Rate | Discout Rate | [8 empty] | Discout Rate | Discout Rate | [8 empty] | Discout Rate | Discout Rate | [8 empty] | Discout Rate | Discout Rate | [8 empty] | Discout Rate | Discout Rate | [8 empty] | Discout Rate | Discout Rate | [8 empty] | Discout Rate | Discout Rate | [8 empty] | Discout Rate | Discout Rate | [8 empty] | Discout Rate | Discout Rate | [8 empty] | Discout Rate | Discout Rate | [8 empty] | Discout Rate | Discout Rate | [8 empty] | Discout Rate | Discout Rate
[7 empty] | t | 0 | 0.035 | 0.06 | [6 empty] | t | 0 | 0.035 | 0.06 | [7 empty] | t | 0 | 0.035 | 0.06 | [7 empty] | t | 0 | 0.035 | 0.06 | [6 empty] | t | 0 | 0.035 | 0.06 | [6 empty] | t | 0 | 0.035 | 0.06 | [6 empty] | t | 0 | 0.035 | 0.06 | [6 empty] | t | 0 | 0.035 | 0.06 | [6 empty] | t | 0 | 0.035 | 0.06 | [6 empty] | t | 0 | 0.035 | 0.06 | [6 empty] | t | 0 | 0.035 | 0.06 | [6 empty] | t | 0 | 0.035 | 0.06 | [6 empty] | t | 0 | 0.035 | 0.06 | [6 empty] | t | 0 | 0.035 | 0.06 | [6 empty] | t | 0 | 0.035 | 0.06
[7 empty] | 1 | 456.6251 | 441.1836 | 430.7784 | [6 empty] | 1 | 456.6251 | 441.1836 | 430.7784 | [7 empty] | 1 | 456.6251 | 441.1836 | 430.7784 | [7 empty] | 1 | 456.6251 | 441.1836 | 430.7784 | [6 empty] | 1 | 456.6251 | 441.1836 | 430.7784 | [6 empty] | 1 | 456.6251 | 441.1836 | 430.7784 | [6 empty] | 1 | 456.6251 | 441.1836 | 430.7784 | [6 empty] | 1 | 456.6251 | 441.1836 | 430.7784 | [6 empty] | 1 | 456.6251 | 441.1836 | 430.7784 | [6 empty] | 1 | 456.6251 | 441.1836 | 430.7784 | [6 empty] | 1 | 456.6251 | 441.1836 | 430.7784 | [6 empty] | 1 | 456.6251 | 441.1836 | 430.7784 | [6 empty] | 1 | 456.6251 | 441.1836 | 430.7784 | [6 empty] | 1 | 456.6251 | 441.1836 | 430.7784 | [6 empty] | 1 | 456.6251 | 441.1836 | 430.7784
[7 empty] | 2 | 456.6251 | 426.2644 | 406.3947 | [6 empty] | 2 | 456.6251 | 426.2644 | 406.3947 | [7 empty] | 2 | 456.6251 | 426.2644 | 406.3947 | [7 empty] | 2 | 456.6251 | 426.2644 | 406.3947 | [6 empty] | 2 | 456.6251 | 426.2644 | 406.3947 | [6 empty] | 2 | 456.6251 | 426.2644 | 406.3947 | [6 empty] | 2 | 456.6251 | 426.2644 | 406.3947 | [6 empty] | 2 | 456.6251 | 426.2644 | 406.3947 | [6 empty] | 2 | 456.6251 | 426.2644 | 406.3947 | [6 empty] | 2 | 456.6251 | 426.2644 | 406.3947 | [6 empty] | 2 | 456.6251 | 426.2644 | 406.3947 | [6 empty] | 2 | 456.6251 | 426.2644 | 406.3947 | [6 empty] | 2 | 456.6251 | 426.2644 | 406.3947 | [6 empty] | 2 | 456.6251 | 426.2644 | 406.3947 | [6 empty] | 2 | 456.6251 | 426.2644 | 406.3947
[7 empty] | 3 | 456.6251 | 411.8497 | 383.3912 | [6 empty] | 3 | 456.6251 | 411.8497 | 383.3912 | [7 empty] | 3 | 456.6251 | 411.8497 | 383.3912 | [7 empty] | 3 | 456.6251 | 411.8497 | 383.3912 | [6 empty] | 3 | 456.6251 | 411.8497 | 383.3912 | [6 empty] | 3 | 456.6251 | 411.8497 | 383.3912 | [6 empty] | 3 | 456.6251 | 411.8497 | 383.3912 | [6 empty] | 3 | 456.6251 | 411.8497 | 383.3912 | [6 empty] | 3 | 456.6251 | 411.8497 | 383.3912 | [6 empty] | 3 | 456.6251 | 411.8497 | 383.3912 | [6 empty] | 3 | 456.6251 | 411.8497 | 383.3912 | [6 empty] | 3 | 456.6251 | 411.8497 | 383.3912 | [6 empty] | 3 | 456.6251 | 411.8497 | 383.3912 | [6 empty] | 3 | 456.6251 | 411.8497 | 383.3912 | [6 empty] | 3 | 456.6251 | 411.8497 | 383.3912
[7 empty] | 4 | 456.6251 | 397.9224 | 361.6898 | [6 empty] | 4 | 456.6251 | 397.9224 | 361.6898 | [7 empty] | 4 | 456.6251 | 397.9224 | 361.6898 | [7 empty] | 4 | 456.6251 | 397.9224 | 361.6898 | [6 empty] | 4 | 456.6251 | 397.9224 | 361.6898 | [6 empty] | 4 | 456.6251 | 397.9224 | 361.6898 | [6 empty] | 4 | 456.6251 | 397.9224 | 361.6898 | [6 empty] | 4 | 456.6251 | 397.9224 | 361.6898 | [6 empty] | 4 | 456.6251 | 397.9224 | 361.6898 | [6 empty] | 4 | 456.6251 | 397.9224 | 361.6898 | [6 empty] | 4 | 456.6251 | 397.9224 | 361.6898 | [6 empty] | 4 | 456.6251 | 397.9224 | 361.6898 | [6 empty] | 4 | 456.6251 | 397.9224 | 361.6898 | [6 empty] | 4 | 456.6251 | 397.9224 | 361.6898 | [6 empty] | 4 | 456.6251 | 397.9224 | 361.6898
[7 empty] | 5 | 456.6251 | 384.4661 | 341.2168 | [6 empty] | 5 | 456.6251 | 384.4661 | 341.2168 | [7 empty] | 5 | 456.6251 | 384.4661 | 341.2168 | [7 empty] | 5 | 456.6251 | 384.4661 | 341.2168 | [6 empty] | 5 | 456.6251 | 384.4661 | 341.2168 | [6 empty] | 5 | 456.6251 | 384.4661 | 341.2168 | [6 empty] | 5 | 456.6251 | 384.4661 | 341.2168 | [6 empty] | 5 | 456.6251 | 384.4661 | 341.2168 | [6 empty] | 5 | 456.6251 | 384.4661 | 341.2168 | [6 empty] | 5 | 456.6251 | 384.4661 | 341.2168 | [6 empty] | 5 | 456.6251 | 384.4661 | 341.2168 | [6 empty] | 5 | 456.6251 | 384.4661 | 341.2168 | [6 empty] | 5 | 456.6251 | 384.4661 | 341.2168 | [6 empty] | 5 | 456.6251 | 384.4661 | 341.2168 | [6 empty] | 5 | 456.6251 | 384.4661 | 341.2168
[7 empty] | 6 | 456.6251 | 371.4648 | 321.9027 | [6 empty] | 6 | 456.6251 | 371.4648 | 321.9027 | [7 empty] | 6 | 456.6251 | 371.4648 | 321.9027 | [7 empty] | 6 | 456.6251 | 371.4648 | 321.9027 | [6 empty] | 6 | 456.6251 | 371.4648 | 321.9027 | [6 empty] | 6 | 456.6251 | 371.4648 | 321.9027 | [6 empty] | 6 | 456.6251 | 371.4648 | 321.9027 | [6 empty] | 6 | 456.6251 | 371.4648 | 321.9027 | [6 empty] | 6 | 456.6251 | 371.4648 | 321.9027 | [6 empty] | 6 | 456.6251 | 371.4648 | 321.9027 | [6 empty] | 6 | 456.6251 | 371.4648 | 321.9027 | [6 empty] | 6 | 456.6251 | 371.4648 | 321.9027 | [6 empty] | 6 | 456.6251 | 371.4648 | 321.9027 | [6 empty] | 6 | 456.6251 | 371.4648 | 321.9027 | [6 empty] | 6 | 456.6251 | 371.4648 | 321.9027
[7 empty] | 7 | 850.5418 | 668.5182 | 565.6589 | [6 empty] | 7 | 1251.4059 | 983.5938 | 832.2564 | [7 empty] | 7 | 2032.2921 | 1597.3633 | 1351.5903 | [7 empty] | 7 | 2841.5883 | 2233.4627 | 1889.8185 | [6 empty] | 7 | 4441.0973 | 3490.6623 | 2953.5834 | [6 empty] | 7 | 6387.5634 | 5020.5671 | 4248.0945 | [6 empty] | 7 | 8363.9911 | 6574.0214 | 5562.5318 | [6 empty] | 7 | 12317.1486 | 9681.1675 | 8191.6073 | [6 empty] | 7 | 16270.0041 | 12788.0761 | 10820.4819 | [6 empty] | 7 | 24176.0171 | 19002.1309 | 16078.4321 | [6 empty] | 7 | 32082.03 | 25216.1856 | 21336.3823 | [6 empty] | 7 | 39848.3019 | 31320.4051 | 26501.3966 | [6 empty] | 7 | 47746.3331 | 37528.1862 | 31754.0385 | [6 empty] | 7 | 55823.9109 | 43877.0893 | 37126.089 | [6 empty] | 7 | 63987.5214 | 50293.6134 | 42555.3563
[7 empty] | 8 | 456.6251 | 346.7664 | 286.4922 | [6 empty] | 8 | 456.6251 | 346.7664 | 286.4922 | [7 empty] | 8 | 456.6251 | 346.7664 | 286.4922 | [7 empty] | 8 | 456.6251 | 346.7664 | 286.4922 | [6 empty] | 8 | 456.6251 | 346.7664 | 286.4922 | [6 empty] | 8 | 456.6251 | 346.7664 | 286.4922 | [6 empty] | 8 | 456.6251 | 346.7664 | 286.4922 | [6 empty] | 8 | 456.6251 | 346.7664 | 286.4922 | [6 empty] | 8 | 456.6251 | 346.7664 | 286.4922 | [6 empty] | 8 | 456.6251 | 346.7664 | 286.4922 | [6 empty] | 8 | 456.6251 | 346.7664 | 286.4922 | [6 empty] | 8 | 456.6251 | 346.7664 | 286.4922 | [6 empty] | 8 | 456.6251 | 346.7664 | 286.4922 | [6 empty] | 8 | 456.6251 | 346.7664 | 286.4922 | [6 empty] | 8 | 456.6251 | 346.7664 | 286.4922
[7 empty] | 9 | 456.6251 | 335.04 | 270.2757 | [6 empty] | 9 | 456.6251 | 335.04 | 270.2757 | [7 empty] | 9 | 456.6251 | 335.04 | 270.2757 | [7 empty] | 9 | 456.6251 | 335.04 | 270.2757 | [6 empty] | 9 | 456.6251 | 335.04 | 270.2757 | [6 empty] | 9 | 456.6251 | 335.04 | 270.2757 | [6 empty] | 9 | 456.6251 | 335.04 | 270.2757 | [6 empty] | 9 | 456.6251 | 335.04 | 270.2757 | [6 empty] | 9 | 456.6251 | 335.04 | 270.2757 | [6 empty] | 9 | 456.6251 | 335.04 | 270.2757 | [6 empty] | 9 | 456.6251 | 335.04 | 270.2757 | [6 empty] | 9 | 456.6251 | 335.04 | 270.2757 | [6 empty] | 9 | 456.6251 | 335.04 | 270.2757 | [6 empty] | 9 | 456.6251 | 335.04 | 270.2757 | [6 empty] | 9 | 456.6251 | 335.04 | 270.2757
[7 empty] | 10 | 456.6251 | 323.7101 | 254.9771 | [6 empty] | 10 | 456.6251 | 323.7101 | 254.9771 | [7 empty] | 10 | 456.6251 | 323.7101 | 254.9771 | [7 empty] | 10 | 456.6251 | 323.7101 | 254.9771 | [6 empty] | 10 | 456.6251 | 323.7101 | 254.9771 | [6 empty] | 10 | 456.6251 | 323.7101 | 254.9771 | [6 empty] | 10 | 456.6251 | 323.7101 | 254.9771 | [6 empty] | 10 | 456.6251 | 323.7101 | 254.9771 | [6 empty] | 10 | 456.6251 | 323.7101 | 254.9771 | [6 empty] | 10 | 456.6251 | 323.7101 | 254.9771 | [6 empty] | 10 | 456.6251 | 323.7101 | 254.9771 | [6 empty] | 10 | 456.6251 | 323.7101 | 254.9771 | [6 empty] | 10 | 456.6251 | 323.7101 | 254.9771 | [6 empty] | 10 | 456.6251 | 323.7101 | 254.9771 | [6 empty] | 10 | 456.6251 | 323.7101 | 254.9771
[7 empty] | 11 | 456.6251 | 312.7634 | 240.5444 | [6 empty] | 11 | 456.6251 | 312.7634 | 240.5444 | [7 empty] | 11 | 456.6251 | 312.7634 | 240.5444 | [7 empty] | 11 | 456.6251 | 312.7634 | 240.5444 | [6 empty] | 11 | 456.6251 | 312.7634 | 240.5444 | [6 empty] | 11 | 456.6251 | 312.7634 | 240.5444 | [6 empty] | 11 | 456.6251 | 312.7634 | 240.5444 | [6 empty] | 11 | 456.6251 | 312.7634 | 240.5444 | [6 empty] | 11 | 456.6251 | 312.7634 | 240.5444 | [6 empty] | 11 | 456.6251 | 312.7634 | 240.5444 | [6 empty] | 11 | 456.6251 | 312.7634 | 240.5444 | [6 empty] | 11 | 456.6251 | 312.7634 | 240.5444 | [6 empty] | 11 | 456.6251 | 312.7634 | 240.5444 | [6 empty] | 11 | 456.6251 | 312.7634 | 240.5444 | [6 empty] | 11 | 456.6251 | 312.7634 | 240.5444
[7 empty] | 12 | 456.6251 | 302.1868 | 226.9287 | [6 empty] | 12 | 456.6251 | 302.1868 | 226.9287 | [7 empty] | 12 | 456.6251 | 302.1868 | 226.9287 | [7 empty] | 12 | 456.6251 | 302.1868 | 226.9287 | [6 empty] | 12 | 456.6251 | 302.1868 | 226.9287 | [6 empty] | 12 | 456.6251 | 302.1868 | 226.9287 | [6 empty] | 12 | 456.6251 | 302.1868 | 226.9287 | [6 empty] | 12 | 456.6251 | 302.1868 | 226.9287 | [6 empty] | 12 | 456.6251 | 302.1868 | 226.9287 | [6 empty] | 12 | 456.6251 | 302.1868 | 226.9287 | [6 empty] | 12 | 456.6251 | 302.1868 | 226.9287 | [6 empty] | 12 | 456.6251 | 302.1868 | 226.9287 | [6 empty] | 12 | 456.6251 | 302.1868 | 226.9287 | [6 empty] | 12 | 456.6251 | 302.1868 | 226.9287 | [6 empty] | 12 | 456.6251 | 302.1868 | 226.9287
[7 empty] | 13 | 456.6251 | 291.968 | 214.0837 | [6 empty] | 13 | 456.6251 | 291.968 | 214.0837 | [7 empty] | 13 | 456.6251 | 291.968 | 214.0837 | [7 empty] | 13 | 456.6251 | 291.968 | 214.0837 | [6 empty] | 13 | 456.6251 | 291.968 | 214.0837 | [6 empty] | 13 | 456.6251 | 291.968 | 214.0837 | [6 empty] | 13 | 456.6251 | 291.968 | 214.0837 | [6 empty] | 13 | 456.6251 | 291.968 | 214.0837 | [6 empty] | 13 | 456.6251 | 291.968 | 214.0837 | [6 empty] | 13 | 456.6251 | 291.968 | 214.0837 | [6 empty] | 13 | 456.6251 | 291.968 | 214.0837 | [6 empty] | 13 | 456.6251 | 291.968 | 214.0837 | [6 empty] | 13 | 456.6251 | 291.968 | 214.0837 | [6 empty] | 13 | 456.6251 | 291.968 | 214.0837 | [6 empty] | 13 | 456.6251 | 291.968 | 214.0837
[7 empty] | 14 | 850.5418 | 525.4493 | 376.1955 | [6 empty] | 14 | 1251.4059 | 773.0958 | 553.4981 | [7 empty] | 14 | 2032.2921 | 1255.5131 | 898.8848 | [7 empty] | 14 | 2841.5883 | 1755.4815 | 1256.8373 | [6 empty] | 14 | 4441.0973 | 2743.629 | 1964.3016 | [6 empty] | 14 | 6387.5634 | 3946.1203 | 2825.2254 | [6 empty] | 14 | 8363.9911 | 5167.1214 | 3699.4013 | [6 empty] | 14 | 12317.1486 | 7609.3101 | 5447.8867 | [6 empty] | 14 | 16270.0041 | 10051.3122 | 7196.2385 | [6 empty] | 14 | 24176.0171 | 14935.5031 | 10693.0757 | [6 empty] | 14 | 32082.03 | 19819.694 | 14189.9128 | [6 empty] | 14 | 39848.3019 | 24617.5553 | 17624.9424 | [6 empty] | 14 | 47746.3331 | 29496.8151 | 21118.2492 | [6 empty] | 14 | 55823.9109 | 34486.9956 | 24690.9696 | [6 empty] | 14 | 63987.5214 | 39530.3255 | 28301.7424
[7 empty] | 15 | 456.6251 | 272.5552 | 190.5337 | [6 empty] | 15 | 456.6251 | 272.5552 | 190.5337 | [7 empty] | 15 | 456.6251 | 272.5552 | 190.5337 | [7 empty] | 15 | 456.6251 | 272.5552 | 190.5337 | [6 empty] | 15 | 456.6251 | 272.5552 | 190.5337 | [6 empty] | 15 | 456.6251 | 272.5552 | 190.5337 | [6 empty] | 15 | 456.6251 | 272.5552 | 190.5337 | [6 empty] | 15 | 456.6251 | 272.5552 | 190.5337 | [6 empty] | 15 | 456.6251 | 272.5552 | 190.5337 | [6 empty] | 15 | 456.6251 | 272.5552 | 190.5337 | [6 empty] | 15 | 456.6251 | 272.5552 | 190.5337 | [6 empty] | 15 | 456.6251 | 272.5552 | 190.5337 | [6 empty] | 15 | 456.6251 | 272.5552 | 190.5337 | [6 empty] | 15 | 456.6251 | 272.5552 | 190.5337 | [6 empty] | 15 | 456.6251 | 272.5552 | 190.5337
[7 empty] | 16 | 456.6251 | 263.3384 | 179.7488 | [6 empty] | 16 | 456.6251 | 263.3384 | 179.7488 | [7 empty] | 16 | 456.6251 | 263.3384 | 179.7488 | [7 empty] | 16 | 456.6251 | 263.3384 | 179.7488 | [6 empty] | 16 | 456.6251 | 263.3384 | 179.7488 | [6 empty] | 16 | 456.6251 | 263.3384 | 179.7488 | [6 empty] | 16 | 456.6251 | 263.3384 | 179.7488 | [6 empty] | 16 | 456.6251 | 263.3384 | 179.7488 | [6 empty] | 16 | 456.6251 | 263.3384 | 179.7488 | [6 empty] | 16 | 456.6251 | 263.3384 | 179.7488 | [6 empty] | 16 | 456.6251 | 263.3384 | 179.7488 | [6 empty] | 16 | 456.6251 | 263.3384 | 179.7488 | [6 empty] | 16 | 456.6251 | 263.3384 | 179.7488 | [6 empty] | 16 | 456.6251 | 263.3384 | 179.7488 | [6 empty] | 16 | 456.6251 | 263.3384 | 179.7488
[7 empty] | 17 | 456.6251 | 254.4332 | 169.5743 | [6 empty] | 17 | 456.6251 | 254.4332 | 169.5743 | [7 empty] | 17 | 456.6251 | 254.4332 | 169.5743 | [7 empty] | 17 | 456.6251 | 254.4332 | 169.5743 | [6 empty] | 17 | 456.6251 | 254.4332 | 169.5743 | [6 empty] | 17 | 456.6251 | 254.4332 | 169.5743 | [6 empty] | 17 | 456.6251 | 254.4332 | 169.5743 | [6 empty] | 17 | 456.6251 | 254.4332 | 169.5743 | [6 empty] | 17 | 456.6251 | 254.4332 | 169.5743 | [6 empty] | 17 | 456.6251 | 254.4332 | 169.5743 | [6 empty] | 17 | 456.6251 | 254.4332 | 169.5743 | [6 empty] | 17 | 456.6251 | 254.4332 | 169.5743 | [6 empty] | 17 | 456.6251 | 254.4332 | 169.5743 | [6 empty] | 17 | 456.6251 | 254.4332 | 169.5743 | [6 empty] | 17 | 456.6251 | 254.4332 | 169.5743
[7 empty] | 18 | 456.6251 | 245.8292 | 159.9758 | [6 empty] | 18 | 456.6251 | 245.8292 | 159.9758 | [7 empty] | 18 | 456.6251 | 245.8292 | 159.9758 | [7 empty] | 18 | 456.6251 | 245.8292 | 159.9758 | [6 empty] | 18 | 456.6251 | 245.8292 | 159.9758 | [6 empty] | 18 | 456.6251 | 245.8292 | 159.9758 | [6 empty] | 18 | 456.6251 | 245.8292 | 159.9758 | [6 empty] | 18 | 456.6251 | 245.8292 | 159.9758 | [6 empty] | 18 | 456.6251 | 245.8292 | 159.9758 | [6 empty] | 18 | 456.6251 | 245.8292 | 159.9758 | [6 empty] | 18 | 456.6251 | 245.8292 | 159.9758 | [6 empty] | 18 | 456.6251 | 245.8292 | 159.9758 | [6 empty] | 18 | 456.6251 | 245.8292 | 159.9758 | [6 empty] | 18 | 456.6251 | 245.8292 | 159.9758 | [6 empty] | 18 | 456.6251 | 245.8292 | 159.9758
[7 empty] | 19 | 456.6251 | 237.5161 | 150.9205 | [6 empty] | 19 | 456.6251 | 237.5161 | 150.9205 | [7 empty] | 19 | 456.6251 | 237.5161 | 150.9205 | [7 empty] | 19 | 456.6251 | 237.5161 | 150.9205 | [6 empty] | 19 | 456.6251 | 237.5161 | 150.9205 | [6 empty] | 19 | 456.6251 | 237.5161 | 150.9205 | [6 empty] | 19 | 456.6251 | 237.5161 | 150.9205 | [6 empty] | 19 | 456.6251 | 237.5161 | 150.9205 | [6 empty] | 19 | 456.6251 | 237.5161 | 150.9205 | [6 empty] | 19 | 456.6251 | 237.5161 | 150.9205 | [6 empty] | 19 | 456.6251 | 237.5161 | 150.9205 | [6 empty] | 19 | 456.6251 | 237.5161 | 150.9205 | [6 empty] | 19 | 456.6251 | 237.5161 | 150.9205 | [6 empty] | 19 | 456.6251 | 237.5161 | 150.9205 | [6 empty] | 19 | 456.6251 | 237.5161 | 150.9205
[7 empty] | 20 | 456.6251 | 229.4842 | 142.3779 | [6 empty] | 20 | 456.6251 | 229.4842 | 142.3779 | [7 empty] | 20 | 456.6251 | 229.4842 | 142.3779 | [7 empty] | 20 | 456.6251 | 229.4842 | 142.3779 | [6 empty] | 20 | 456.6251 | 229.4842 | 142.3779 | [6 empty] | 20 | 456.6251 | 229.4842 | 142.3779 | [6 empty] | 20 | 456.6251 | 229.4842 | 142.3779 | [6 empty] | 20 | 456.6251 | 229.4842 | 142.3779 | [6 empty] | 20 | 456.6251 | 229.4842 | 142.3779 | [6 empty] | 20 | 456.6251 | 229.4842 | 142.3779 | [6 empty] | 20 | 456.6251 | 229.4842 | 142.3779 | [6 empty] | 20 | 456.6251 | 229.4842 | 142.3779 | [6 empty] | 20 | 456.6251 | 229.4842 | 142.3779 | [6 empty] | 20 | 456.6251 | 229.4842 | 142.3779 | [6 empty] | 20 | 456.6251 | 229.4842 | 142.3779
[7 empty] | 21 | 850.5418 | 412.9984 | 250.1915 | [6 empty] | 21 | 1251.4059 | 607.6463 | 368.1078 | [7 empty] | 21 | 2032.2921 | 986.8219 | 597.8097 | [7 empty] | 21 | 2841.5883 | 1379.7926 | 835.8686 | [6 empty] | 21 | 4441.0973 | 2156.4676 | 1306.3728 | [6 empty] | 21 | 6387.5634 | 3101.6149 | 1878.9363 | [6 empty] | 21 | 8363.9911 | 4061.3107 | 2460.3132 | [6 empty] | 21 | 12317.1486 | 5980.849 | 3623.1558 | [6 empty] | 21 | 16270.0041 | 7900.2406 | 4785.9096 | [6 empty] | 21 | 24176.0171 | 11739.1704 | 7111.506 | [6 empty] | 21 | 32082.03 | 15578.1003 | 9437.1025 | [6 empty] | 21 | 39848.3019 | 19349.1759 | 11721.5933 | [6 empty] | 21 | 47746.3331 | 23184.2301 | 14044.8418 | [6 empty] | 21 | 55823.9109 | 27106.4668 | 16420.905 | [6 empty] | 21 | 63987.5214 | 31070.4786 | 18822.2751
[7 empty] | 22 | 456.6251 | 214.2259 | 126.7158 | [6 empty] | 22 | 456.6251 | 214.2259 | 126.7158 | [7 empty] | 22 | 456.6251 | 214.2259 | 126.7158 | [7 empty] | 22 | 456.6251 | 214.2259 | 126.7158 | [6 empty] | 22 | 456.6251 | 214.2259 | 126.7158 | [6 empty] | 22 | 456.6251 | 214.2259 | 126.7158 | [6 empty] | 22 | 456.6251 | 214.2259 | 126.7158 | [6 empty] | 22 | 456.6251 | 214.2259 | 126.7158 | [6 empty] | 22 | 456.6251 | 214.2259 | 126.7158 | [6 empty] | 22 | 456.6251 | 214.2259 | 126.7158 | [6 empty] | 22 | 456.6251 | 214.2259 | 126.7158 | [6 empty] | 22 | 456.6251 | 214.2259 | 126.7158 | [6 empty] | 22 | 456.6251 | 214.2259 | 126.7158 | [6 empty] | 22 | 456.6251 | 214.2259 | 126.7158 | [6 empty] | 22 | 456.6251 | 214.2259 | 126.7158
[7 empty] | 23 | 456.6251 | 206.9816 | 119.5432 | [6 empty] | 23 | 456.6251 | 206.9816 | 119.5432 | [7 empty] | 23 | 456.6251 | 206.9816 | 119.5432 | [7 empty] | 23 | 456.6251 | 206.9816 | 119.5432 | [6 empty] | 23 | 456.6251 | 206.9816 | 119.5432 | [6 empty] | 23 | 456.6251 | 206.9816 | 119.5432 | [6 empty] | 23 | 456.6251 | 206.9816 | 119.5432 | [6 empty] | 23 | 456.6251 | 206.9816 | 119.5432 | [6 empty] | 23 | 456.6251 | 206.9816 | 119.5432 | [6 empty] | 23 | 456.6251 | 206.9816 | 119.5432 | [6 empty] | 23 | 456.6251 | 206.9816 | 119.5432 | [6 empty] | 23 | 456.6251 | 206.9816 | 119.5432 | [6 empty] | 23 | 456.6251 | 206.9816 | 119.5432 | [6 empty] | 23 | 456.6251 | 206.9816 | 119.5432 | [6 empty] | 23 | 456.6251 | 206.9816 | 119.5432
[7 empty] | 24 | 456.6251 | 199.9822 | 112.7766 | [6 empty] | 24 | 456.6251 | 199.9822 | 112.7766 | [7 empty] | 24 | 456.6251 | 199.9822 | 112.7766 | [7 empty] | 24 | 456.6251 | 199.9822 | 112.7766 | [6 empty] | 24 | 456.6251 | 199.9822 | 112.7766 | [6 empty] | 24 | 456.6251 | 199.9822 | 112.7766 | [6 empty] | 24 | 456.6251 | 199.9822 | 112.7766 | [6 empty] | 24 | 456.6251 | 199.9822 | 112.7766 | [6 empty] | 24 | 456.6251 | 199.9822 | 112.7766 | [6 empty] | 24 | 456.6251 | 199.9822 | 112.7766 | [6 empty] | 24 | 456.6251 | 199.9822 | 112.7766 | [6 empty] | 24 | 456.6251 | 199.9822 | 112.7766 | [6 empty] | 24 | 456.6251 | 199.9822 | 112.7766 | [6 empty] | 24 | 456.6251 | 199.9822 | 112.7766 | [6 empty] | 24 | 456.6251 | 199.9822 | 112.7766
[7 empty] | 25 | 456.6251 | 193.2195 | 106.393 | [6 empty] | 25 | 456.6251 | 193.2195 | 106.393 | [7 empty] | 25 | 456.6251 | 193.2195 | 106.393 | [7 empty] | 25 | 456.6251 | 193.2195 | 106.393 | [6 empty] | 25 | 456.6251 | 193.2195 | 106.393 | [6 empty] | 25 | 456.6251 | 193.2195 | 106.393 | [6 empty] | 25 | 456.6251 | 193.2195 | 106.393 | [6 empty] | 25 | 456.6251 | 193.2195 | 106.393 | [6 empty] | 25 | 456.6251 | 193.2195 | 106.393 | [6 empty] | 25 | 456.6251 | 193.2195 | 106.393 | [6 empty] | 25 | 456.6251 | 193.2195 | 106.393 | [6 empty] | 25 | 456.6251 | 193.2195 | 106.393 | [6 empty] | 25 | 456.6251 | 193.2195 | 106.393 | [6 empty] | 25 | 456.6251 | 193.2195 | 106.393 | [6 empty] | 25 | 456.6251 | 193.2195 | 106.393
[7 empty] | 26 | 456.6251 | 186.6855 | 100.3708 | [6 empty] | 26 | 456.6251 | 186.6855 | 100.3708 |  |  | 0.24421 |  |  |  |  | 26 | 456.6251 | 186.6855 | 100.3708 | [7 empty] | 26 | 456.6251 | 186.6855 | 100.3708 | [6 empty] | 26 | 456.6251 | 186.6855 | 100.3708 | [6 empty] | 26 | 456.6251 | 186.6855 | 100.3708 | [6 empty] | 26 | 456.6251 | 186.6855 | 100.3708 | [6 empty] | 26 | 456.6251 | 186.6855 | 100.3708 | [6 empty] | 26 | 456.6251 | 186.6855 | 100.3708 | [6 empty] | 26 | 456.6251 | 186.6855 | 100.3708 | [6 empty] | 26 | 456.6251 | 186.6855 | 100.3708 | [6 empty] | 26 | 456.6251 | 186.6855 | 100.3708 | [6 empty] | 26 | 456.6251 | 186.6855 | 100.3708 | [6 empty] | 26 | 456.6251 | 186.6855 | 100.3708 | [6 empty] | 26 | 456.6251 | 186.6855 | 100.3708
[7 empty] | 27 | 456.6251 | 180.3725 | 94.6894 | [6 empty] | 27 | 456.6251 | 180.3725 | 94.6894 | [7 empty] | 27 | 456.6251 | 180.3725 | 94.6894 | [7 empty] | 27 | 456.6251 | 180.3725 | 94.6894 | [6 empty] | 27 | 456.6251 | 180.3725 | 94.6894 | [6 empty] | 27 | 456.6251 | 180.3725 | 94.6894 | [6 empty] | 27 | 456.6251 | 180.3725 | 94.6894 | [6 empty] | 27 | 456.6251 | 180.3725 | 94.6894 | [6 empty] | 27 | 456.6251 | 180.3725 | 94.6894 | [6 empty] | 27 | 456.6251 | 180.3725 | 94.6894 | [6 empty] | 27 | 456.6251 | 180.3725 | 94.6894 | [6 empty] | 27 | 456.6251 | 180.3725 | 94.6894 | [6 empty] | 27 | 456.6251 | 180.3725 | 94.6894 | [6 empty] | 27 | 456.6251 | 180.3725 | 94.6894 | [6 empty] | 27 | 456.6251 | 180.3725 | 94.6894
[7 empty] | 28 | 850.5418 | 324.613 | 166.3916 | [6 empty] | 28 | 1251.4059 | 477.6045 | 244.8127 | [7 empty] | 28 | 2032.2921 | 775.6331 | 397.5776 | [7 empty] | 28 | 2841.5883 | 1084.5045 | 555.9003 | [6 empty] | 28 | 4441.0973 | 1694.9641 | 868.8125 | [6 empty] | 28 | 6387.5634 | 2437.8413 | 1249.5999 | [6 empty] | 28 | 8363.9911 | 3192.1535 | 1636.2488 | [6 empty] | 28 | 12317.1486 | 4700.8932 | 2409.6055 | [6 empty] | 28 | 16270.0041 | 6209.5177 | 3182.9032 | [6 empty] | 28 | 24176.0171 | 9226.8818 | 4729.5577 | [6 empty] | 28 | 32082.03 | 12244.246 | 6276.2121 | [6 empty] | 28 | 39848.3019 | 15208.2774 | 7795.529 | [6 empty] | 28 | 47746.3331 | 18222.5953 | 9340.622 | [6 empty] | 28 | 55823.9109 | 21305.4379 | 10920.8397 | [6 empty] | 28 | 63987.5214 | 24421.1153 | 12517.888
[7 empty] | 29 | 456.6251 | 168.3797 | 84.2732 | [6 empty] | 29 | 456.6251 | 168.3797 | 84.2732 | [7 empty] | 29 | 456.6251 | 168.3797 | 84.2732 | [7 empty] | 29 | 456.6251 | 168.3797 | 84.2732 | [6 empty] | 29 | 456.6251 | 168.3797 | 84.2732 | [6 empty] | 29 | 456.6251 | 168.3797 | 84.2732 | [6 empty] | 29 | 456.6251 | 168.3797 | 84.2732 | [6 empty] | 29 | 456.6251 | 168.3797 | 84.2732 | [6 empty] | 29 | 456.6251 | 168.3797 | 84.2732 | [6 empty] | 29 | 456.6251 | 168.3797 | 84.2732 | [6 empty] | 29 | 456.6251 | 168.3797 | 84.2732 | [6 empty] | 29 | 456.6251 | 168.3797 | 84.2732 | [6 empty] | 29 | 456.6251 | 168.3797 | 84.2732 | [6 empty] | 29 | 456.6251 | 168.3797 | 84.2732 | [6 empty] | 29 | 456.6251 | 168.3797 | 84.2732
[7 empty] | 30 | 456.6251 | 162.6857 | 79.5031 | [6 empty] | 30 | 456.6251 | 162.6857 | 79.5031 | [7 empty] | 30 | 456.6251 | 162.6857 | 79.5031 | [7 empty] | 30 | 456.6251 | 162.6857 | 79.5031 | [6 empty] | 30 | 456.6251 | 162.6857 | 79.5031 | [6 empty] | 30 | 456.6251 | 162.6857 | 79.5031 | [6 empty] | 30 | 456.6251 | 162.6857 | 79.5031 | [6 empty] | 30 | 456.6251 | 162.6857 | 79.5031 | [6 empty] | 30 | 456.6251 | 162.6857 | 79.5031 | [6 empty] | 30 | 456.6251 | 162.6857 | 79.5031 | [6 empty] | 30 | 456.6251 | 162.6857 | 79.5031 | [6 empty] | 30 | 456.6251 | 162.6857 | 79.5031 | [6 empty] | 30 | 456.6251 | 162.6857 | 79.5031 | [6 empty] | 30 | 456.6251 | 162.6857 | 79.5031 | [6 empty] | 30 | 456.6251 | 162.6857 | 79.5031
[7 empty] | Operational Cost | [9 empty] | Operational Cost | [10 empty] | Operational Cost | [10 empty] | Operational Cost | [9 empty] | Operational Cost | [9 empty] | Operational Cost | [9 empty] | Operational Cost | [9 empty] | Operational Cost | [9 empty] | Operational Cost | [9 empty] | Operational Cost | [9 empty] | Operational Cost | [9 empty] | Operational Cost | [9 empty] | Operational Cost | [9 empty] | Operational Cost | [9 empty] | Operational Cost
[8 empty] | 15274.4192 | 9292.8532 | 6914.5087 | [7 empty] | 16877.8756 | 10203.2148 | 7554.7462 | [8 empty] | 20001.4204 | 11976.6058 | 8801.9336 | [8 empty] | 23238.6052 | 13814.5159 | 10094.4959 | [7 empty] | 29636.6411 | 17446.9975 | 12649.1414 | [7 empty] | 37422.5053 | 21867.418 | 15757.9273 | [7 empty] | 45328.2162 | 26355.8814 | 18914.5662 | [7 empty] | 61140.8464 | 35333.4943 | 25228.3266 | [7 empty] | 76952.2682 | 44310.4211 | 31541.6045 | [7 empty] | 108576.3201 | 62264.9607 | 44168.6427 | [7 empty] | 140200.372 | 80219.5003 | 56795.6809 | [7 empty] | 171265.4594 | 97856.6881 | 69199.5325 | [7 empty] | 202857.5842 | 115793.1011 | 81813.8226 | [7 empty] | 235167.8954 | 134137.2641 | 94714.8745 | [7 empty] | 267822.3376 | 152676.8073 | 107753.3331
1020.3215
Lifetime
[7 empty] | CSA | [9 empty] | CSA | [10 empty] | CSA | [10 empty] | CSA | [9 empty] | CSA | [9 empty] | CSA | [9 empty] | CSA | [9 empty] | CSA | [9 empty] | CSA | [9 empty] | CSA | [9 empty] | CSA | [9 empty] | CSA | [9 empty] | CSA | [9 empty] | CSA | [9 empty] | CSA
[7 empty] | Discout Rate | [9 empty] | Discout Rate | [10 empty] | Discout Rate | [10 empty] | Discout Rate | [9 empty] | Discout Rate | [9 empty] | Discout Rate | [9 empty] | Discout Rate | [9 empty] | Discout Rate | [9 empty] | Discout Rate | [9 empty] | Discout Rate | [9 empty] | Discout Rate | [9 empty] | Discout Rate | [9 empty] | Discout Rate | [9 empty] | Discout Rate | [9 empty] | Discout Rate
[7 empty] | 0 | 17626.6232 | [8 empty] | 0 | 21433.0246 | [9 empty] | 0 | 28631.5001 | [9 empty] | 0 | 36135.8238 | [8 empty] | 0 | 50919.7647 | [8 empty] | 0 | 68950.3461 | [8 empty] | 0 | 86904.2747 | [8 empty] | 0 | 142492.8706 | [8 empty] | 0 | 184007.2533 | [8 empty] | 0 | 269158.124 | [8 empty] | 0 | 354308.9947 | [8 empty] | 0 | 435712.5563 | [8 empty] | 0 | 523466.2628 | [8 empty] | 0 | 610521.2302 | [8 empty] | 0 | 699511.1817
[7 empty] | 0.035 | 11645.0572 | [8 empty] | 0.035 | 14758.3638 | [9 empty] | 0.035 | 20606.6854 | [9 empty] | 0.035 | 26711.7345 | [8 empty] | 0.035 | 38730.1211 | [8 empty] | 0.035 | 53395.2588 | [8 empty] | 0.035 | 67931.9399 | [8 empty] | 0.035 | 116685.5185 | [8 empty] | 0.035 | 151365.4062 | [8 empty] | 0.035 | 222846.7646 | [8 empty] | 0.035 | 294328.1229 | [8 empty] | 0.035 | 362303.785 | [8 empty] | 0.035 | 436401.7797 | [8 empty] | 0.035 | 509490.5989 | [8 empty] | 0.035 | 584365.6514
[7 empty] | 0.06 | 9266.7126 | [8 empty] | 0.06 | 12109.8952 | [9 empty] | 0.06 | 17432.0132 | [9 empty] | 0.06 | 22991.7145 | [8 empty] | 0.06 | 33932.265 | [8 empty] | 0.06 | 47285.7681 | [8 empty] | 0.06 | 60490.6247 | [8 empty] | 0.06 | 106580.3509 | [8 empty] | 0.06 | 138596.5896 | [8 empty] | 0.06 | 204750.4466 | [8 empty] | 0.06 | 270904.3035 | [8 empty] | 0.06 | 333646.6294 | [8 empty] | 0.06 | 402422.5012 | [8 empty] | 0.06 | 470068.2093 | [8 empty] | 0.06 | 539442.1772
Auxilaries
Fencing
| ABR sizes | [5 empty] | Dry
|  | Wet | [8 empty] | No. fence posts |  |  | Excess Fencing |  |  |  |  | No. Fenc Posts |  |  |  | No. of Units | [5 empty] | Unit Price | [5 empty] | Unit Cost
|  | Length | Width | Length | Width |  | PE | Length | Width |  | Length | Width |  | Length | Width |  |  |  | Length | Width | Total |  | Fence Posts | Corner Posts | Gate (plus extras) | Excavation | Concrete |  | Fence Posts | Corner Posts | Gate (plus extras) | Excavation | Concrete |  | Fence Posts | Corner Posts | Gate (plus extras) | Excavation | Concrete | PE | Total
| 5 | 3 | 1 | 3.3 | 1.3 |  | 5 | 6.3 | 5 |  | 3 | 2 |  | 1.95 | 0.5 | 0.975 | 0.25 |  | 4 | 3 | 13 |  | 13 | 4 | 1 | 3.4628 | 3.4628 |  | 112.824 | 36.384 | 539.4 | 11.958 | 99.5089 |  | 1466.712 | 145.536 | 539.4 | 41.4077 | 344.5745 | 5 | 2537.6303
| 10 | 4.0452 | 1.3484 | 4.3452 | 1.6484 |  | 10 | 8.7484 | 7.1 |  | 4 | 3 |  | 2.2516 | 1.15 | 1.1258 | 0.575 |  | 4 | 4 | 15 |  | 15 | 4 | 1 | 3.8273 | 3.8273 |  | 112.824 | 36.384 | 539.4 | 11.958 | 99.5089 |  | 1692.36 | 145.536 | 539.4 | 45.7664 | 380.8455 | 10 | 2803.908
| 20 | 5.7208 | 1.9069 | 6.0208 | 2.2069 |  | 20 | 12.2069 | 10 |  | 5 | 4 |  | 1.5431 | 1 | 0.77154 | 0.5 |  | 6 | 5 | 21 |  | 21 | 4 | 1 | 4.9208 | 4.9208 |  | 112.824 | 36.384 | 539.4 | 11.958 | 99.5089 |  | 2369.304 | 145.536 | 539.4 | 58.8426 | 489.6586 | 20 | 3602.7411
| 30 | 7.0065 | 2.3355 | 7.3065 | 2.6355 |  | 30 | 14.9355 | 12.3 |  | 6 | 5 |  | 1.5645 | 1.45 | 0.78225 | 0.725 |  | 7 | 6 | 25 |  | 25 | 4 | 1 | 5.6498 | 5.6498 |  | 112.824 | 36.384 | 539.4 | 11.958 | 99.5089 |  | 2820.6 | 145.536 | 539.4 | 67.56 | 562.2006 | 30 | 4135.2965
| 50 | 9.0453 | 3.0151 | 9.3453 | 3.3151 |  | 50 | 19.2151 | 15.9 |  | 7 | 6 |  | 0.034887 | 0.6 | 0.017443 | 0.3 |  | 8 | 7 | 29 |  | 29 | 4 | 1 | 6.3788 | 6.3788 |  | 112.824 | 36.384 | 539.4 | 11.958 | 99.5089 |  | 3271.896 | 145.536 | 539.4 | 76.2774 | 634.7426 | 50 | 4667.852
| 75 | 11.0782 | 3.6927 | 11.3782 | 3.9927 |  | 75 | 23.3927 | 19.4 |  | 9 | 8 |  | 1.3573 | 2.6 | 0.67863 | 1.3 |  | 10 | 8 | 35 |  | 35 | 4 | 1 | 7.4723 | 7.4723 |  | 112.824 | 36.384 | 539.4 | 11.958 | 99.5089 |  | 3948.84 | 145.536 | 539.4 | 89.3535 | 743.5556 | 75 | 5466.6851
| 100 | 12.792 | 4.264 | 13.092 | 4.564 |  | 100 | 26.964 | 22.4 |  | 10 | 9 |  | 0.53599 | 2.35 | 0.26799 | 1.175 |  | 11 | 9 | 39 |  | 39 | 4 | 1 | 8.2013 | 8.2013 |  | 112.824 | 36.384 | 539.4 | 11.958 | 99.5089 |  | 4400.136 | 145.536 | 539.4 | 98.0709 | 816.0976 | 100 | 5999.2405
| 200 | 18.0907 | 6.0302 | 18.3907 | 6.3302 |  | 200 | 51.1302 | 22.4 |  | 19 | 9 |  | 1.1198 | 2.35 | 0.55989 | 1.175 |  | 20 | 9 | 57 |  | 57 | 4 | 1 | 11.4818 | 11.4818 |  | 112.824 | 36.384 | 539.4 | 11.958 | 99.5089 |  | 6430.968 | 145.536 | 539.4 | 137.2993 | 1142.5366 | 200 | 8395.7399
| 300 | 22.1565 | 7.3855 | 22.4565 | 7.6855 |  | 300 | 52.4855 | 45.3 |  | 20 | 17 |  | 2.5145 | 1.45 | 1.2573 | 0.725 |  | 20 | 18 | 75 |  | 75 | 4 | 1 | 14.7623 | 14.7623 |  | 112.824 | 36.384 | 539.4 | 11.958 | 99.5089 |  | 8461.8 | 145.536 | 539.4 | 176.5277 | 1468.9757 | 300 | 10792.2393
| 400 | 25.5841 | 8.528 | 25.8841 | 8.828 |  | 400 | 53.628 | 45.3 |  | 20 | 17 |  | 1.372 | 1.45 | 0.68599 | 0.725 |  | 21 | 18 | 77 |  | 77 | 4 | 1 | 15.1268 | 15.1268 |  | 112.824 | 36.384 | 539.4 | 11.958 | 99.5089 |  | 8687.448 | 145.536 | 539.4 | 180.8864 | 1505.2467 | 400 | 11058.5171
| 500 | 28.6039 | 9.5346 | 28.9039 | 9.8346 |  | 500 | 59.8346 | 50.5 |  | 22 | 19 |  | 0.66537 | 1.75 | 0.33269 | 0.875 |  | 23 | 20 | 85 |  | 85 | 4 | 1 | 16.5848 | 16.5848 |  | 112.824 | 36.384 | 539.4 | 11.958 | 99.5089 |  | 9590.04 | 145.536 | 539.4 | 198.3212 | 1650.3307 | 500 | 12123.6279
| 600 | 31.334 | 10.4447 | 31.634 | 10.7447 |  | 600 | 84.2447 | 49.5 |  | 31 | 18 |  | 1.0053 | 0 | 0.50267 | 0 |  | 32 | 19 | 101 |  | 101 | 4 | 1 | 19.5008 | 19.5008 |  | 112.824 | 36.384 | 539.4 | 11.958 | 99.5089 |  | 11395.224 | 145.536 | 539.4 | 233.1909 | 1940.4987 | 600 | 14253.8496
| 800 | 36.1814 | 12.0605 | 36.4814 | 12.3605 |  | 800 | 108.3605 | 48.5 |  | 40 | 18 |  | 1.6395 | 1 | 0.81977 | 0.5 |  | 41 | 19 | 119 |  | 119 | 4 | 1 | 22.7813 | 22.7813 |  | 112.824 | 36.384 | 539.4 | 11.958 | 99.5089 |  | 13426.056 | 145.536 | 539.4 | 272.4192 | 2266.9378 | 800 | 16650.349
| 1000 | 40.452 | 13.484 | 40.752 | 13.784 |  | 1000 | 113.784 | 50.5 |  | 42 | 19 |  | 1.716 | 1.75 | 0.858 | 0.875 |  | 43 | 20 | 125 |  | 125 | 4 | 1 | 23.8748 | 23.8748 |  | 112.824 | 36.384 | 539.4 | 11.958 | 99.5089 |  | 14103 | 145.536 | 539.4 | 285.4954 | 2375.7508 | 1000 | 17449.1822
Dry
PE | Length | Width | Tanks
5 | 0.9 | 2.69 | 1 | 1.2 | 2.99
10 | 1.27 | 3.8 | 1 | 1.57 | 4.1
20 | 1.79 | 5.37 | 1 | 2.09 | 5.67
30 | 2.2 | 6.58 | 1 | 2.5 | 6.88 |  | Wet
50 | 2.83 | 8.49 | 1 | 3.13 | 8.79 | [5 empty] | No. fence posts |  |  | Excess Fencing |  |  |  |  | No. Fenc Posts |  |  |  | No. of Units | [5 empty] | Unit Price | [5 empty] | Unit Cost
75 | 2.45 | 7.35 | 2 | 2.75 | 7.65 |  | PE | Length | Width |  | Length | Width |  | Length | Width |  |  |  | Length | Width | Total |  | Fence Posts | Corner Posts | Gate (plus extras) | Excavation | Concrete |  | Fence Posts | Corner Posts | Gate (plus extras) | Excavation | Concrete |  | Fence Posts | Corner Posts | Gate (plus extras) | Excavation | Concrete | PE | Total
100 | 2.83 | 8.49 | 2 | 3.13 | 8.79 |  | 5 | 5 | 6.2 |  | 2 | 3 |  | 0.5 | 2.05 | 0.25 | 1.025 |  | 3 | 3 | 11 |  | 11 | 4 | 1 | 3.0983 | 3.0983 |  | 112.824 | 36.384 | 539.4 | 11.958 | 99.5089 |  | 1241.064 | 145.536 | 539.4 | 37.049 | 308.3035 | 5 | 2271.3526
200 | 3.27 | 9.8 | 3 | 3.57 | 10.1 |  | 10 | 7.1 | 8.67 |  | 3 | 4 |  | 1.15 | 2.33 | 0.575 | 1.165 |  | 4 | 4 | 15 |  | 15 | 4 | 1 | 3.8273 | 3.8273 |  | 112.824 | 36.384 | 539.4 | 11.958 | 99.5089 |  | 1692.36 | 145.536 | 539.4 | 45.7664 | 380.8455 | 10 | 2803.908
300 | 2.83 | 8.49 | 6 | 3.13 | 8.79 |  | 20 | 10 | 12.09 |  | 4 | 5 |  | 1 | 1.66 | 0.5 | 0.83 |  | 5 | 6 | 21 |  | 21 | 4 | 1 | 4.9208 | 4.9208 |  | 112.824 | 36.384 | 539.4 | 11.958 | 99.5089 |  | 2369.304 | 145.536 | 539.4 | 58.8426 | 489.6586 | 20 | 3602.7411
400 | 3.27 | 9.8 | 6 | 3.57 | 10.1 |  | 30 | 12.3 | 14.8 |  | 5 | 6 |  | 1.45 | 1.7 | 0.725 | 0.85 |  | 6 | 7 | 25 |  | 25 | 4 | 1 | 5.6498 | 5.6498 |  | 112.824 | 36.384 | 539.4 | 11.958 | 99.5089 |  | 2820.6 | 145.536 | 539.4 | 67.56 | 562.2006 | 30 | 4135.2965
500 | 3.17 | 9.49 | 8 | 3.47 | 9.79 |  | 50 | 15.9 | 19.03 |  | 6 | 7 |  | 0.6 | 0.22 | 0.3 | 0.11 |  | 7 | 8 | 29 |  | 29 | 4 | 1 | 6.3788 | 6.3788 |  | 112.824 | 36.384 | 539.4 | 11.958 | 99.5089 |  | 3271.896 | 145.536 | 539.4 | 76.2774 | 634.7426 | 50 | 4667.852
600 | 3.27 | 9.8 | 9 | 3.57 | 10.1 |  | 75 | 19.4 | 22.15 |  | 8 | 9 |  | 2.6 | 2.6 | 1.3 | 1.3 |  | 8 | 9 | 33 |  | 33 | 4 | 1 | 7.1078 | 7.1078 |  | 112.824 | 36.384 | 539.4 | 11.958 | 99.5089 |  | 3723.192 | 145.536 | 539.4 | 84.9948 | 707.2846 | 75 | 5200.4074
800 | 3.27 | 9.8 | 12 | 3.57 | 10.1 |  | 100 | 22.4 | 25.53 |  | 9 | 10 |  | 2.35 | 1.97 | 1.175 | 0.985 |  | 9 | 11 | 39 |  | 39 | 4 | 1 | 8.2013 | 8.2013 |  | 112.824 | 36.384 | 539.4 | 11.958 | 99.5089 |  | 4400.136 | 145.536 | 539.4 | 98.0709 | 816.0976 | 100 | 5999.2405
1000 | 3.27 | 9.8 | 15 | 3.57 | 10.1 |  | 200 | 45.3 | 25.97 |  | 17 | 10 |  | 1.45 | 1.53 | 0.725 | 0.765 |  | 18 | 11 | 57 |  | 57 | 4 | 1 | 11.4818 | 11.4818 |  | 112.824 | 36.384 | 539.4 | 11.958 | 99.5089 |  | 6430.968 | 145.536 | 539.4 | 137.2993 | 1142.5366 | 200 | 8395.7399
[7 empty] | 300 | 45.3 | 45.3 |  | 17 | 17 |  | 1.45 | 1.45 | 0.725 | 0.725 |  | 18 | 18 | 71 |  | 71 | 4 | 1 | 14.0333 | 14.0333 |  | 112.824 | 36.384 | 539.4 | 11.958 | 99.5089 |  | 8010.504 | 145.536 | 539.4 | 167.8103 | 1396.4337 | 300 | 10259.6839
[7 empty] | 400 | 32.64 | 50.5 |  | 12 | 19 |  | 0.36 | 1.75 | 0.18 | 0.875 |  | 13 | 20 | 65 |  | 65 | 4 | 1 | 12.9398 | 12.9398 |  | 112.824 | 36.384 | 539.4 | 11.958 | 99.5089 |  | 7333.56 | 145.536 | 539.4 | 154.7341 | 1287.6207 | 400 | 9460.8508
| PE | Cells | Length | Width |  |  | 500 | 53.47 | 50.5 |  | 20 | 19 |  | 1.53 | 1.75 | 0.765 | 0.875 |  | 21 | 20 | 81 |  | 81 | 4 | 1 | 15.8558 | 15.8558 |  | 112.824 | 36.384 | 539.4 | 11.958 | 99.5089 |  | 9138.744 | 145.536 | 539.4 | 189.6038 | 1577.7887 | 500 | 11591.0725
| 5 | 1 | 5 | 5 |  |  | 600 | 74.5 | 49.5 |  | 28 | 18 |  | 2.5 | 0 | 1.25 | 0 |  | 28 | 19 | 93 |  | 93 | 4 | 1 | 18.0428 | 18.0428 |  | 112.824 | 36.384 | 539.4 | 11.958 | 99.5089 |  | 10492.632 | 145.536 | 539.4 | 215.756 | 1795.4147 | 600 | 13188.7388
| 10 | 1 | 7.1 | 7.1 |  |  | 800 | 97.5 | 48.5 |  | 36 | 18 |  | 1.5 | 1 | 0.75 | 0.5 |  | 37 | 19 | 111 |  | 111 | 4 | 1 | 21.3233 | 21.3233 |  | 112.824 | 36.384 | 539.4 | 11.958 | 99.5089 |  | 12523.464 | 145.536 | 539.4 | 254.9844 | 2121.8538 | 800 | 15585.2382
| 20 | 1 | 10 | 10 |  |  | 1000 | 110.71 | 50.5 |  | 41 | 19 |  | 2.04 | 1.75 | 1.02 | 0.875 |  | 41 | 20 | 121 |  | 121 | 4 | 1 | 23.1458 | 23.1458 |  | 112.824 | 36.384 | 539.4 | 11.958 | 99.5089 |  | 13651.704 | 145.536 | 539.4 | 276.7779 | 2303.2088 | 1000 | 16916.6267
| 30 | 1 | 12.3 | 12.3
| 50 | 1 | 15.9 | 15.9
| 75 | 1 | 19.4 | 19.4
| 100 | 1 | 22.4 | 22.4
| 150 | 2 | 19.4 | 19.4
| 200 | 2 | 22.4 | 22.4
| 300 | 3 | 22.4 | 22.4
| 400 | 4 | 22.4 | 22.4
| 500 | 4 | 25 | 25
| 600 | 5 | 24.5 | 24.5
| 800 | 7 | 24 | 24
| 1000 | 8 | 25 | 25
Wet
| PE | Length | Width
| 5 | 5 | 6.2
| 10 | 7.1 | 8.67
| 20 | 10 | 12.09
| 30 | 12.3 | 14.8
| 50 | 15.9 | 19.03
| 75 | 19.4 | 22.15
| 100 | 22.4 | 25.53
| 200 | 45.3 | 25.97
| 300 | 45.3 | 45.3
| 400 | 32.64 | 50.5
| 500 | 53.47 | 50.5
| 600 | 74.5 | 49.5
| 800 | 97.5 | 48.5
| 1000 | 110.71 | 50.5
Dry
| PE | Length | Width
| 5 | 6.3 | 5
| 10 | 8.7484 | 7.1
| 20 | 12.2069 | 10
| 30 | 14.9355 | 12.3
| 50 | 19.2151 | 15.9
| 75 | 23.3927 | 19.4
| 100 | 26.964 | 22.4
| 200 | 51.1302 | 22.4
| 300 | 52.4855 | 45.3
| 400 | 53.628 | 45.3
| 500 | 59.8346 | 50.5
| 600 | 84.2447 | 49.5
| 800 | 108.3605 | 48.5
| 1000 | 113.784 | 50.5

## AHF
Design Info | [6 empty] | 5 PE | [10 empty] | 10 PE | [10 empty] | 20 PE | [10 empty] | 30 PE | [9 empty] | 50 PE | [9 empty] | 75 PE | [9 empty] | 100 PE | [9 empty] | 150 PE | [9 empty] | 200 PE | [9 empty] | 300 PE | [9 empty] | 400 PE | [9 empty] | 500 PE | [9 empty] | 600 PE | [9 empty] | 800 PE | [9 empty] | 1000 PE
PE | Cells | Length | Width | Treatment Volume | Distribution Volume
5 | 1 | 2.9 | 5.6 | 6.384 | 3.36 |  |  | Construction Costs | [10 empty] | Construction Costs | [10 empty] | Construction Costs | [10 empty] | Construction Costs | [9 empty] | Construction Costs | [9 empty] | Construction Costs | [9 empty] | Construction Costs | [9 empty] | Construction Costs | [9 empty] | Construction Costs | [9 empty] | Construction Costs | [9 empty] | Construction Costs | [9 empty] | Construction Costs | [9 empty] | Construction Costs | [9 empty] | Construction Costs | [9 empty] | Construction Costs
10 | 1 | 3.7 | 7.9 | 12.798 | 4.74 |  |  | Item | Unit | Ref | Ref (2021) | Cost (£) |  | Sizing |  |  |  |  | Item | Unit | Ref | Ref (2021) | Cost (£) |  | Sizing |  |  |  |  | Item | Unit | Ref | Ref (2021) | Cost (£) |  | Sizing |  |  |  |  | Item | Unit | Ref | Ref (2021) | Cost (£) |  | Sizing |  |  |  | Item | Unit | Ref | Ref (2021) | Cost (£) |  | Sizing |  |  |  | Item | Unit | Ref | Ref (2021) | Cost (£) |  | Sizing |  |  |  | Item | Unit | Ref | Ref (2021) | Cost (£) |  | Sizing |  |  |  | Item | Unit | Ref | Ref (2021) | Cost (£) |  | Sizing |  |  |  | Item | Unit | Ref | Ref (2021) | Cost (£) |  | Sizing |  |  |  | Item | Unit | Ref | Ref (2021) | Cost (£) |  | Sizing |  |  |  | Item | Unit | Ref | Ref (2021) | Cost (£) |  | Sizing |  |  |  | Item | Unit | Ref | Ref (2021) | Cost (£) |  | Sizing |  |  |  | Item | Unit | Ref | Ref (2021) | Cost (£) |  | Sizing |  |  |  | Item | Unit | Ref | Ref (2021) | Cost (£) |  | Sizing |  |  |  | Item | Unit | Ref | Ref (2021) | Cost (£) |  | Sizing
20 | 1 | 4.7 | 11.1 | 24.642 | 6.66 |  |  | Excavation and Media | [5 empty] | Cells | 1 |  |  |  | Excavation and Media | [5 empty] | Cells | 1 |  |  |  | Excavation and Media | [5 empty] | Cells | 1 |  |  |  | Excavation and Media | [5 empty] | Cells | 1 |  |  | Excavation and Media | [5 empty] | Cells | 1 |  |  | Excavation and Media | [5 empty] | Cells | 2 |  |  | Excavation and Media | [5 empty] | Cells | 2 |  |  | Excavation and Media | [5 empty] | Cells | 2 |  |  | Excavation and Media | [5 empty] | Cells | 3 |  |  | Excavation and Media | [5 empty] | Cells | 4 |  |  | Excavation and Media | [5 empty] | Cells | 6 |  |  | Excavation and Media | [5 empty] | Cells | 7 |  |  | Excavation and Media | [5 empty] | Cells | 8 |  |  | Excavation and Media | [5 empty] | Cells | 10 |  |  | Excavation and Media | [5 empty] | Cells | 11
30 | 1 | 5.6 | 13.6 | 37.536 | 8.16 |  |  | Excavation | 16.24 | 11.958 | 11.958 | 194.1987 | [6 empty] | Excavation | 29.23 | 11.958 | 11.958 | 349.5337 | [6 empty] | Excavation | 52.17 | 11.958 | 11.958 | 623.8513 | [6 empty] | Excavation | 76.16 | 11.958 | 11.958 | 910.7248 | [5 empty] | Excavation | 120.75 | 11.958 | 11.958 | 1443.9341 | [5 empty] | Excavation | 197.8 | 11.958 | 11.958 | 2365.3015 | [5 empty] | Excavation | 257.92 | 11.958 | 11.958 | 3084.2192 | [5 empty] | Excavation | 360 | 11.958 | 11.958 | 4304.8966 | [5 empty] | Excavation | 487.5 | 11.958 | 11.958 | 5829.5475 | [5 empty] | Excavation | 720 | 11.958 | 11.958 | 8609.7932 | [5 empty] | Excavation | 975 | 11.958 | 11.958 | 11659.0949 | [5 empty] | Excavation | 1207.5 | 11.958 | 11.958 | 14439.3406 | [5 empty] | Excavation | 1440 | 11.958 | 11.958 | 17219.5863 | [5 empty] | Excavation | 1700 | 11.958 | 11.958 | 20328.6783 | [5 empty] | Excavation | 1925 | 11.958 | 11.958 | 23019.2387
50 | 1 | 6.9 | 17.5 | 61.95 | 10.5 |  |  | Geotextile | 36.599 | 2.0491 | 2.0491 | 74.9933 |  | Cell Dimensions | m |  |  |  | Geotextile | 45.4337 | 2.0491 | 2.0491 | 93.096 |  | Cell Dimensions | m |  |  |  | Geotextile | 76.2031 | 2.0491 | 2.0491 | 156.1439 |  | Cell Dimensions | m |  |  |  | Geotextile | 104.5597 | 2.0491 | 2.0491 | 214.2481 |  | Cell Dimensions | m |  |  | Geotextile | 157.9771 | 2.0491 | 2.0491 | 323.7031 |  | Cell Dimensions | m |  |  | Geotextile | 272.976 | 2.0491 | 2.0491 | 559.3415 |  | Cell Dimensions | m |  |  | Geotextile | 342.5363 | 2.0491 | 2.0491 | 701.8741 |  | Cell Dimensions | m |  |  | Geotextile | 455.376 | 2.0491 | 2.0491 | 933.0882 |  | Cell Dimensions | m |  |  | Geotextile | 627.168 | 2.0491 | 2.0491 | 1285.0986 |  | Cell Dimensions | m |  |  | Geotextile | 910.752 | 2.0491 | 2.0491 | 1866.1765 |  | Cell Dimensions | m |  |  | Geotextile | 1254.336 | 2.0491 | 2.0491 | 2570.1973 |  | Cell Dimensions | m |  |  | Geotextile | 1537.92 | 2.0491 | 2.0491 | 3151.2751 |  | Cell Dimensions | m |  |  | Geotextile | 1821.504 | 2.0491 | 2.0491 | 3732.3529 |  | Cell Dimensions | m |  |  | Geotextile | 2165.088 | 2.0491 | 2.0491 | 4436.3737 |  | Cell Dimensions | m |  |  | Geotextile | 2448.672 | 2.0491 | 2.0491 | 5017.4515 |  | Cell Dimensions | m
75 | 2 | 4.6 | 21.5 | 46.44 | 12.9 |  |  | Imperable liner | 36.599 | 5.2014 | 5.2014 | 190.3675 | [6 empty] | Imperable liner | 45.4337 | 5.2014 | 5.2014 | 236.3206 | [6 empty] | Imperable liner | 76.2031 | 5.2014 | 5.2014 | 396.3652 | [6 empty] | Imperable liner | 104.5597 | 5.2014 | 5.2014 | 543.8605 | [5 empty] | Imperable liner | 157.9771 | 5.2014 | 5.2014 | 821.7078 | [5 empty] | Imperable liner | 272.976 | 5.2014 | 5.2014 | 1419.8669 | [5 empty] | Imperable liner | 342.5363 | 5.2014 | 5.2014 | 1781.6805 | [5 empty] | Imperable liner | 455.376 | 5.2014 | 5.2014 | 2368.6086 | [5 empty] | Imperable liner | 627.168 | 5.2014 | 5.2014 | 3262.1735 | [5 empty] | Imperable liner | 910.752 | 5.2014 | 5.2014 | 4737.2172 | [5 empty] | Imperable liner | 1254.336 | 5.2014 | 5.2014 | 6524.3469 | [5 empty] | Imperable liner | 1537.92 | 5.2014 | 5.2014 | 7999.3906 | [5 empty] | Imperable liner | 1821.504 | 5.2014 | 5.2014 | 9474.4343 | [5 empty] | Imperable liner | 2165.088 | 5.2014 | 5.2014 | 11261.5641 | [5 empty] | Imperable liner | 2448.672 | 5.2014 | 5.2014 | 12736.6078
100 | 2 | 5.2 | 24.8 | 62.496 | 14.88 |  |  | 100mm Crush Aggreagate | 3.36 | 25.9668 | 25.9668 | 87.2486 |  | Length | 2.9 | m |  |  | 100mm Crush Aggreagate | 4.74 | 25.9668 | 25.9668 | 123.0829 |  | Length | 3.7 | m |  |  | 100mm Crush Aggreagate | 6.66 | 25.9668 | 25.9668 | 172.9392 |  | Length | 4.7 | m |  |  | 100mm Crush Aggreagate | 8.16 | 25.9668 | 25.9668 | 211.8895 |  | Length | 5.6 | m |  | 100mm Crush Aggreagate | 10.5 | 25.9668 | 25.9668 | 272.6519 |  | Length | 6.9 | m |  | 100mm Crush Aggreagate | 25.8 | 25.9668 | 25.9668 | 669.9447 |  | Length | 4.6 | m |  | 100mm Crush Aggreagate | 29.76 | 25.9668 | 25.9668 | 772.7734 |  | Length | 5.2 | m |  | 100mm Crush Aggreagate | 30 | 25.9668 | 25.9668 | 779.0055 |  | Length | 7.2 | m |  | 100mm Crush Aggreagate | 45 | 25.9668 | 25.9668 | 1168.5082 |  | Length | 6.5 | m |  | 100mm Crush Aggreagate | 60 | 25.9668 | 25.9668 | 1558.011 |  | Length | 7.2 | m |  | 100mm Crush Aggreagate | 90 | 25.9668 | 25.9668 | 2337.0164 |  | Length | 6.5 | m |  | 100mm Crush Aggreagate | 105 | 25.9668 | 25.9668 | 2726.5192 |  | Length | 6.9 | m |  | 100mm Crush Aggreagate | 120 | 25.9668 | 25.9668 | 3116.0219 |  | Length | 7.2 | m |  | 100mm Crush Aggreagate | 150 | 25.9668 | 25.9668 | 3895.0274 |  | Length | 6.8 | m |  | 100mm Crush Aggreagate | 165 | 25.9668 | 25.9668 | 4284.5301 |  | Length | 7 | m
150 | 2 | 7.2 | 25 | 93 | 15 |  |  | 4_10MM AGGREGATE WASHED GRAVEL | 6.384 | 38.5837 | 38.5837 | 246.3186 |  | Width | 5.6 | m |  |  | 4_10MM AGGREGATE WASHED GRAVEL | 12.798 | 38.5837 | 38.5837 | 493.7948 |  | Width | 7.9 | m |  |  | 4_10MM AGGREGATE WASHED GRAVEL | 24.642 | 38.5837 | 38.5837 | 950.7807 |  | Width | 11.1 | m |  |  | 4_10MM AGGREGATE WASHED GRAVEL | 37.536 | 38.5837 | 38.5837 | 1448.2795 |  | Width | 13.6 | m |  | 4_10MM AGGREGATE WASHED GRAVEL | 61.95 | 38.5837 | 38.5837 | 2390.2631 |  | Width | 17.5 | m |  | 4_10MM AGGREGATE WASHED GRAVEL | 92.88 | 38.5837 | 38.5837 | 3583.6584 |  | Width | 21.5 | m |  | 4_10MM AGGREGATE WASHED GRAVEL | 124.992 | 38.5837 | 38.5837 | 4822.6597 |  | Width | 24.8 | m |  | 4_10MM AGGREGATE WASHED GRAVEL | 186 | 38.5837 | 38.5837 | 7176.5769 |  | Width | 25 | m |  | 4_10MM AGGREGATE WASHED GRAVEL | 247.5 | 38.5837 | 38.5837 | 9549.4773 |  | Width | 25 | m |  | 4_10MM AGGREGATE WASHED GRAVEL | 372 | 38.5837 | 38.5837 | 14353.1538 |  | Width | 25 | m |  | 4_10MM AGGREGATE WASHED GRAVEL | 495 | 38.5837 | 38.5837 | 19098.9547 |  | Width | 25 | m |  | 4_10MM AGGREGATE WASHED GRAVEL | 619.5 | 38.5837 | 38.5837 | 23902.6311 |  | Width | 25 | m |  | 4_10MM AGGREGATE WASHED GRAVEL | 744 | 38.5837 | 38.5837 | 28706.3076 |  | Width | 25 | m |  | 4_10MM AGGREGATE WASHED GRAVEL | 870 | 38.5837 | 38.5837 | 33567.8597 |  | Width | 25 | m |  | 4_10MM AGGREGATE WASHED GRAVEL | 990 | 38.5837 | 38.5837 | 38197.9093 |  | Width | 25 | m
200 | 3 | 6.5 | 25 | 82.5 | 15 |  |  | Typha | 43 | 1.3476 | 1.3476 | 57.9487 | [6 empty] | Typha | 86 | 1.3476 | 1.3476 | 115.8974 | [6 empty] | Typha | 165 | 1.3476 | 1.3476 | 222.3613 | [6 empty] | Typha | 251 | 1.3476 | 1.3476 | 338.2588 | [5 empty] | Typha | 413 | 1.3476 | 1.3476 | 556.5772 | [5 empty] | Typha | 620 | 1.3476 | 1.3476 | 835.5396 | [5 empty] | Typha | 834 | 1.3476 | 1.3476 | 1123.9355 | [5 empty] | Typha | 1240 | 1.3476 | 1.3476 | 1671.0791 | [5 empty] | Typha | 1650 | 1.3476 | 1.3476 | 2223.6134 | [5 empty] | Typha | 2480 | 1.3476 | 1.3476 | 3342.1583 | [5 empty] | Typha | 3300 | 1.3476 | 1.3476 | 4447.2268 | [5 empty] | Typha | 4130 | 1.3476 | 1.3476 | 5565.7717 | [5 empty] | Typha | 4960 | 1.3476 | 1.3476 | 6684.3166 | [5 empty] | Typha | 5800 | 1.3476 | 1.3476 | 7816.3379 | [5 empty] | Typha | 6600 | 1.3476 | 1.3476 | 8894.4535
300 | 4 | 7.2 | 25 | 93 | 15 |  |  | Subtotal |  |  |  | 851.0754 |  | Depth | 1 | m |  |  | Subtotal |  |  |  | 1411.7254 |  | Depth | 1 | m |  |  | Subtotal |  |  |  | 2522.4416 |  | Depth | 1 | m |  |  | Subtotal |  |  |  | 3667.2611 |  | Depth | 1 | m |  | Subtotal |  |  |  | 5808.8371 |  | Depth | 1 | m |  | Subtotal |  |  |  | 9433.6525 |  | Depth | 1 | m |  | Subtotal |  |  |  | 12287.1425 |  | Depth | 1 | m |  | Subtotal |  |  |  | 17233.2549 |  | Depth | 1 | m |  | Subtotal |  |  |  | 23318.4185 |  | Depth | 1 | m |  | Subtotal |  |  |  | 34466.5098 |  | Depth | 1 | m |  | Subtotal |  |  |  | 46636.837 |  | Depth | 1 | m |  | Subtotal |  |  |  | 57784.9283 |  | Depth | 1 | m |  | Subtotal |  |  |  | 68933.0197 |  | Depth | 1 | m |  | Subtotal |  |  |  | 81305.8412 |  | Depth | 1 | m |  | Subtotal |  |  |  | 92150.191 |  | Depth | 1 | m
400 | 6 | 6.5 | 25 | 82.5 | 15
500 | 7 | 6.9 | 25 | 88.5 | 15 | [8 empty] | Cell Volume | 16.24 | m3 | [8 empty] | Cell Volume | 29.23 | m3 | [8 empty] | Cell Volume | 52.17 | m3 | [8 empty] | Cell Volume | 76.16 | m3 | [7 empty] | Cell Volume | 120.75 | m3 | [7 empty] | Cell Volume | 98.9 | m3 | [7 empty] | Cell Volume | 128.96 | m3 | [7 empty] | Cell Volume | 180 | m3 | [7 empty] | Cell Volume | 162.5 | m3 | [7 empty] | Cell Volume | 180 | m3 | [7 empty] | Cell Volume | 162.5 | m3 | [7 empty] | Cell Volume | 172.5 | m3 | [7 empty] | Cell Volume | 180 | m3 | [7 empty] | Cell Volume | 170 | m3 | [7 empty] | Cell Volume | 175 | m3
600 | 8 | 7.2 | 25 | 93 | 15 |  |  | Gabions | [5 empty] | Total Volume | 16.24 | m3 |  |  | Gabions | [5 empty] | Total Volume | 29.23 | m3 |  |  | Gabions | [5 empty] | Total Volume | 52.17 | m3 |  |  | Gabions | [5 empty] | Total Volume | 76.16 | m3 |  | Gabions | [5 empty] | Total Volume | 120.75 | m3 |  | Gabions | [5 empty] | Total Volume | 197.8 | m3 |  | Gabions | [5 empty] | Total Volume | 257.92 | m3 |  | Gabions | [5 empty] | Total Volume | 360 | m3 |  | Gabions | [5 empty] | Total Volume | 487.5 | m3 |  | Gabions | [5 empty] | Total Volume | 720 | m3 |  | Gabions | [5 empty] | Total Volume | 975 | m3 |  | Gabions | [5 empty] | Total Volume | 1207.5 | m3 |  | Gabions | [5 empty] | Total Volume | 1440 | m3 |  | Gabions | [5 empty] | Total Volume | 1700 | m3 |  | Gabions | [5 empty] | Total Volume | 1925 | m3
700 | 10 | 6.8 | 25 | 87 | 15 |  |  | Length Panels | 20 |  | 6.29 | 125.8 | [6 empty] | Length Panels | 29 |  | 6.29 | 182.41 | [6 empty] | Length Panels | 44 |  | 6.29 | 276.76 | [6 empty] | Length Panels | 52 |  | 6.29 | 327.08 | [5 empty] | Length Panels | 68 |  | 6.29 | 427.72 | [5 empty] | Length Panels | 168 |  | 6.29 | 1056.72 | [5 empty] | Length Panels | 194 |  | 6.29 | 1220.26 | [5 empty] | Length Panels | 200 |  | 6.29 | 1258 | [5 empty] | Length Panels | 300 |  | 6.29 | 1887 | [5 empty] | Length Panels | 400 |  | 6.29 | 2516 | [5 empty] | Length Panels | 600 |  | 6.29 | 3774 | [5 empty] | Length Panels | 700 |  | 6.29 | 4403 | [5 empty] | Length Panels | 800 |  | 6.29 | 5032 | [5 empty] | Length Panels | 1000 |  | 6.29 | 6290 | [5 empty] | Length Panels | 1100 |  | 6.29 | 6919
800 | 11 | 7 | 25 | 90 | 15 |  |  | Face Panels | 8 |  | 5.93 | 47.44 | [6 empty] | Face Panels | 9 |  | 5.93 | 53.37 | [6 empty] | Face Panels | 14 |  | 5.93 | 83.02 | [6 empty] | Face Panels | 16 |  | 5.93 | 94.88 | [5 empty] | Face Panels | 20 |  | 5.93 | 118.6 | [5 empty] | Face Panels | 48 |  | 5.93 | 284.64 | [5 empty] | Face Panels | 52 |  | 5.93 | 308.36 | [5 empty] | Face Panels | 54 |  | 5.93 | 320.22 | [5 empty] | Face Panels | 81 |  | 5.93 | 480.33 | [5 empty] | Face Panels | 108 |  | 5.93 | 640.44 | [5 empty] | Face Panels | 162 |  | 5.93 | 960.66 | [5 empty] | Face Panels | 189 |  | 5.93 | 1120.77 | [5 empty] | Face Panels | 216 |  | 5.93 | 1280.88 | [5 empty] | Face Panels | 270 |  | 5.93 | 1601.1 | [5 empty] | Face Panels | 297 |  | 5.93 | 1761.21
1000 | 14 | 6.9 | 25 | 88.5 | 15 |  |  | 1.2m Helical | 16 |  | 1.73 | 27.68 |  | Treatment Media Volume | 6.384 | m3 |  |  | 1.2m Helical | 18 |  | 1.73 | 31.14 |  | Treatment Media Volume | 12.798 | m3 |  |  | 1.2m Helical | 28 |  | 1.73 | 48.44 |  | Treatment Media Volume | 24.642 | m3 |  |  | 1.2m Helical | 32 |  | 1.73 | 55.36 |  | Treatment Media Volume | 37.536 | m3 |  | 1.2m Helical | 40 |  | 1.73 | 69.2 |  | Treatment Media Volume | 61.95 | m3 |  | 1.2m Helical | 96 |  | 1.73 | 166.08 |  | Treatment Media Volume | 92.88 | m3 |  | 1.2m Helical | 104 |  | 1.73 | 179.92 |  | Treatment Media Volume | 124.992 | m3 |  | 1.2m Helical | 108 |  | 1.73 | 186.84 |  | Treatment Media Volume | 186 | m3 |  | 1.2m Helical | 162 |  | 1.73 | 280.26 |  | Treatment Media Volume | 247.5 | m3 |  | 1.2m Helical | 216 |  | 1.73 | 373.68 |  | Treatment Media Volume | 372 | m3 |  | 1.2m Helical | 324 |  | 1.73 | 560.52 |  | Treatment Media Volume | 495 | m3 |  | 1.2m Helical | 378 |  | 1.73 | 653.94 |  | Treatment Media Volume | 619.5 | m3 |  | 1.2m Helical | 432 |  | 1.73 | 747.36 |  | Treatment Media Volume | 744 | m3 |  | 1.2m Helical | 540 |  | 1.73 | 934.2 |  | Treatment Media Volume | 870 | m3 |  | 1.2m Helical | 594 |  | 1.73 | 1027.62 |  | Treatment Media Volume | 990 | m3
[8 empty] | 1m Helical | 20 |  | 1.56 | 31.2 | [6 empty] | 1m Helical | 29 |  | 1.56 | 45.24 | [6 empty] | 1m Helical | 44 |  | 1.56 | 68.64 | [6 empty] | 1m Helical | 52 |  | 1.56 | 81.12 | [5 empty] | 1m Helical | 68 |  | 1.56 | 106.08 | [5 empty] | 1m Helical | 168 |  | 1.56 | 262.08 | [5 empty] | 1m Helical | 194 |  | 1.56 | 302.64 | [5 empty] | 1m Helical | 200 |  | 1.56 | 312 | [5 empty] | 1m Helical | 300 |  | 1.56 | 468 | [5 empty] | 1m Helical | 400 |  | 1.56 | 624 | [5 empty] | 1m Helical | 600 |  | 1.56 | 936 | [5 empty] | 1m Helical | 700 |  | 1.56 | 1092 | [5 empty] | 1m Helical | 800 |  | 1.56 | 1248 | [5 empty] | 1m Helical | 1000 |  | 1.56 | 1560 | [5 empty] | 1m Helical | 1100 |  | 1.56 | 1716
[8 empty] | Subtotal |  |  |  | 232.12 | [6 empty] | Subtotal |  |  |  | 312.16 |  | Distribution Volume | 4.74 | m3 |  |  | Subtotal |  |  |  | 476.86 |  | Distribution Volume | 6.66 | m3 |  |  | Subtotal |  |  |  | 558.44 |  | Distribution Volume | 8.16 | m3 |  | Subtotal |  |  |  | 721.6 |  | Distribution Volume | 10.5 | m3 |  | Subtotal |  |  |  | 1769.52 |  | Distribution Volume | 25.8 | m3 |  | Subtotal |  |  |  | 2011.18 |  | Distribution Volume | 29.76 | m3 |  | Subtotal |  |  |  | 2077.06 |  | Distribution Volume | 30 | m3 |  | Subtotal |  |  |  | 3115.59 |  | Distribution Volume | 45 | m3 |  | Subtotal |  |  |  | 4154.12 |  | Distribution Volume | 60 | m3 |  | Subtotal |  |  |  | 6231.18 |  | Distribution Volume | 90 | m3 |  | Subtotal |  |  |  | 7269.71 |  | Distribution Volume | 105 | m3 |  | Subtotal |  |  |  | 8308.24 |  | Distribution Volume | 120 | m3 |  | Subtotal |  |  |  | 10385.3 |  | Distribution Volume | 150 | m3 |  | Subtotal |  |  |  | 11423.83 |  | Distribution Volume | 165 | m3
[12 empty] | 1083.1954 | [10 empty] | 1723.8854 | [10 empty] | 2999.3016 | [10 empty] | 4225.7011 | [9 empty] | 6530.4371 | [9 empty] | 11203.1725 | [9 empty] | 14298.3225 | [9 empty] | 19310.3149 | [9 empty] | 26434.0085 | [9 empty] | 38620.6298 | [9 empty] | 52868.017 | [9 empty] | 65054.6383 | [9 empty] | 77241.2597 | [9 empty] | 91691.1412 | [9 empty] | 103574.021
| Treatment Length | Treatment Width | Treatment Vol |  | Plants per Cell | Overall Plants
| 1.9 | 5.6 | 6.384 |  | 43 | 43 |  | Aeration | [10 empty] | Aeration | [10 empty] | Aeration | [10 empty] | Aeration | [9 empty] | Aeration | [9 empty] | Aeration | [9 empty] | Aeration | [9 empty] | Aeration | [9 empty] | Aeration | [9 empty] | Aeration | [9 empty] | Aeration | [9 empty] | Aeration | [9 empty] | Aeration | [9 empty] | Aeration | [9 empty] | Aeration
| 2.7 | 7.9 | 12.798 |  | 86 | 86 |  | Piping | 49.2 |  | 0.65 | 31.98 | [6 empty] | Piping | 68.8 |  | 0.65 | 44.72 | [6 empty] | Piping | 96.2 |  | 0.65 | 62.53 | [6 empty] | Piping | 118.2 |  | 0.65 | 76.83 | [5 empty] | Piping | 152 |  | 0.65 | 98.8 | [5 empty] | Piping | 395.5 |  | 0.65 | 257.075 | [5 empty] | Piping | 456 |  | 0.65 | 296.4 | [5 empty] | Piping | 459 |  | 0.65 | 298.35 | [5 empty] | Piping | 701 |  | 0.65 | 455.65 | [5 empty] | Piping | 943 |  | 0.65 | 612.95 | [5 empty] | Piping | 1441.25 |  | 0.65 | 936.8125 | [5 empty] | Piping | 1683.65 |  | 0.65 | 1094.3725 | [5 empty] | Piping | 1925.95 |  | 0.65 | 1251.8675 | [5 empty] | Piping | 2408.475 |  | 0.65 | 1565.5087 | [5 empty] | Piping | 2650.875 |  | 0.65 | 1723.0688
| 3.7 | 11.1 | 24.642 |  | 165 | 165 |  | Enviro 30 | 1 |  | 69.95 | 69.95 | [6 empty] | Enviro 60 | 1 |  | 84.95 | 84.95 | [6 empty] | HaileaVB-390G | 1 |  | 180.41 | 180.41 | [6 empty] | HaileaVB-390G | 1 |  | 180.41 | 180.41 | [5 empty] | HaileaVB-390G | 1 |  | 180.41 | 180.41 | [5 empty] | HaileaVB-390G | 1 |  | 180.41 | 180.41 | [5 empty] | HaileaVB-390G | 1 |  | 180.41 | 180.41 | [5 empty] | HaileaVB-800G | 1 |  | 267.74 | 267.74 | [5 empty] | HaileaVB-800G | 1 |  | 267.74 | 267.74 | [5 empty] | HaileaVB-2200G | 1 |  | 396.29 | 396.29 | [5 empty] | HaileaVB-2200G | 1 |  | 396.29 | 396.29 | [5 empty] | HaileaVB-2200G | 1 |  | 396.29 | 396.29 | [5 empty] | Pump | 1 |  | 700 | [6 empty] | Pump | 1 |  | 900 | 900 | [5 empty] | Pump | 1 |  | 900 | 900
| 4.6 | 13.6 | 37.536 |  | 251 | 251 |  | Subtotal |  |  |  | 101.93 | [6 empty] | Subtotal |  |  |  | 129.67 | [6 empty] | Subtotal |  |  |  | 242.94 | [6 empty] | Subtotal |  |  |  | 257.24 | [5 empty] | Subtotal |  |  |  | 279.21 | [5 empty] | Subtotal |  |  |  | 437.485 | [5 empty] | Subtotal |  |  |  | 476.81 | [5 empty] | Subtotal |  |  |  | 566.09 | [5 empty] | Subtotal |  |  |  | 723.39 | [5 empty] | Subtotal |  |  |  | 1009.24 | [5 empty] | Subtotal |  |  |  | 1333.1025 | [5 empty] | Subtotal |  |  |  | 1490.6625 | [5 empty] | Subtotal |  |  |  | 1251.8675 | [5 empty] | Subtotal |  |  |  | 2465.5087 | [5 empty] | Subtotal |  |  |  | 2623.0688
| 5.9 | 17.5 | 61.95 |  | 413 | 413
| 3.6 | 21.5 | 46.44 |  | 310 | 620 |  | Piping and Drainage | [10 empty] | Piping and Drainage | [10 empty] | Piping and Drainage | [10 empty] | Piping and Drainage | [9 empty] | Piping and Drainage | [9 empty] | Piping and Drainage | [9 empty] | Piping and Drainage | [9 empty] | Piping and Drainage | [9 empty] | Piping and Drainage | [9 empty] | Piping and Drainage | [9 empty] | Piping and Drainage | [9 empty] | Piping and Drainage | [9 empty] | Piping and Drainage | [9 empty] | Piping and Drainage | [9 empty] | Piping and Drainage
| 4.2 | 24.8 | 62.496 |  | 417 | 834 |  | Excavation | 0.6 | 11.958 | 11.958 | 7.1748 | [6 empty] | Excavation | 0.6 | 11.958 | 11.958 | 7.1748 | [6 empty] | Excavation | 0.6 | 11.958 | 11.958 | 7.1748 | [6 empty] | Excavation | 0.6 | 11.958 | 11.958 | 7.1748 | [5 empty] | Excavation | 0.6 | 11.958 | 11.958 | 7.1748 | [5 empty] | Excavation | 1.2 | 11.958 | 11.958 | 14.3497 | [5 empty] | Excavation | 1.2 | 11.958 | 11.958 | 14.3497 | [5 empty] | Excavation | 1.2 | 11.958 | 11.958 | 14.3497 | [5 empty] | Excavation | 1.8 | 11.958 | 11.958 | 21.5245 | [5 empty] | Excavation | 2.4 | 11.958 | 11.958 | 28.6993 | [5 empty] | Excavation | 3.6 | 11.958 | 11.958 | 43.049 | [5 empty] | Excavation | 4.2 | 11.958 | 11.958 | 50.2238 | [5 empty] | Excavation | 4.8 | 11.958 | 11.958 | 57.3986 | [5 empty] | Excavation | 6 | 11.958 | 11.958 | 71.7483 | [5 empty] | Excavation | 6.6 | 11.958 | 11.958 | 78.9231
| 6.2 | 25 | 93 |  | 620 | 1240 |  | Pipe Length | 11.8 |  | 8.582 | 101.2676 | [6 empty] | Pipe Length | 16.4 |  | 8.582 | 140.7448 | [6 empty] | Pipe Length | 22.8 |  | 8.582 | 195.6696 | [6 empty] | Pipe Length | 27.8 |  | 8.582 | 238.5796 | [5 empty] | Pipe Length | 35.6 |  | 8.582 | 305.5192 | [5 empty] | Pipe Length | 65.1 |  | 8.582 | 558.6882 | [5 empty] | Pipe Length | 75 |  | 8.582 | 643.65 | [5 empty] | Pipe Length | 75.6 |  | 8.582 | 648.7992 | [5 empty] | Pipe Length | 100.6 |  | 8.582 | 863.3492 | [5 empty] | Pipe Length | 125.6 |  | 8.582 | 1077.8992 | [5 empty] | Pipe Length | 189.85 |  | 8.582 | 1629.2927 | [5 empty] | Pipe Length | 215.25 |  | 8.582 | 1847.2755 | [5 empty] | Pipe Length | 240.55 |  | 8.582 | 2064.4001 | [5 empty] | Pipe Length | 289.075 |  | 8.582 | 2480.8416 | [5 empty] | Pipe Length | 314.475 |  | 8.582 | 2698.8245
| 5.5 | 25 | 82.5 |  | 550 | 1650 |  | End Caps | 4 |  | 6.22 | 24.88 | [6 empty] | End Caps | 4 |  | 6.22 | 24.88 | [6 empty] | End Caps | 4 |  | 6.22 | 24.88 | [6 empty] | End Caps | 4 |  | 6.22 | 24.88 | [5 empty] | End Caps | 4 |  | 6.22 | 24.88 | [5 empty] | End Caps | 4 |  | 6.22 | 24.88 | [5 empty] | End Caps | 4 |  | 6.22 | 24.88 | [5 empty] | End Caps | 4 |  | 6.22 | 24.88 | [5 empty] | End Caps | 4 |  | 6.22 | 24.88 | [5 empty] | End Caps | 4 |  | 6.22 | 24.88 | [5 empty] | End Caps | 4 |  | 6.22 | 24.88 | [5 empty] | End Caps | 4 |  | 6.22 | 24.88 | [5 empty] | End Caps | 4 |  | 6.22 | 24.88 | [5 empty] | End Caps | 4 |  | 6.22 | 24.88 | [5 empty] | End Caps | 4 |  | 6.22 | 24.88
| 6.2 | 25 | 93 |  | 620 | 2480 |  | Tee Joint | 2 |  | 17.61 | 35.22 | [6 empty] | Tee Joint | 2 |  | 17.61 | 35.22 | [6 empty] | Tee Joint | 2 |  | 17.61 | 35.22 | [6 empty] | Tee Joint | 2 |  | 17.61 | 35.22 | [5 empty] | Tee Joint | 2 |  | 17.61 | 35.22 | [5 empty] | Tee Joint | 4 |  | 17.61 | 70.44 | [5 empty] | Tee Joint | 4 |  | 17.61 | 70.44 | [5 empty] | Tee Joint | 4 |  | 17.61 | 70.44 | [5 empty] | Tee Joint | 6 |  | 17.61 | 105.66 | [5 empty] | Tee Joint | 8 |  | 17.61 | 140.88 | [5 empty] | Tee Joint | 14 |  | 17.61 | 246.54 | [5 empty] | Tee Joint | 16 |  | 17.61 | 281.76 | [5 empty] | Tee Joint | 18 |  | 17.61 | 316.98 | [5 empty] | Tee Joint | 20 |  | 17.61 | 352.2 | [5 empty] | Tee Joint | 22 |  | 17.61 | 387.42
| 5.5 | 25 | 82.5 |  | 550 | 3300 |  | Elbow | 2 |  | 13.67 | 27.34 | [6 empty] | Elbow | 2 |  | 13.67 | 27.34 | [6 empty] | Elbow | 2 |  | 13.67 | 27.34 | [6 empty] | Elbow | 2 |  | 13.67 | 27.34 | [5 empty] | Elbow | 2 |  | 13.67 | 27.34 | [5 empty] | Elbow | 4 |  | 13.67 | 54.68 | [5 empty] | Elbow | 4 |  | 13.67 | 54.68 | [5 empty] | Elbow | 4 |  | 13.67 | 54.68 | [5 empty] | Elbow | 4 |  | 13.67 | 54.68 | [5 empty] | Elbow | 4 |  | 13.67 | 54.68 | [5 empty] | Elbow | 8 |  | 13.67 | 109.36 | [5 empty] | Elbow | 8 |  | 13.67 | 109.36 | [5 empty] | Elbow | 8 |  | 13.67 | 109.36 | [5 empty] | Elbow | 10 |  | 13.67 | 136.7 | [5 empty] | Elbow | 10 |  | 13.67 | 136.7
| 5.9 | 25 | 88.5 |  | 590 | 4130 |  | Tank Connector | 2 |  | 52.92 | 105.84 | [6 empty] | Tank Connector | 2 |  | 52.92 | 105.84 | [6 empty] | Tank Connector | 2 |  | 52.92 | 105.84 | [6 empty] | Tank Connector | 2 |  | 52.92 | 105.84 | [5 empty] | Tank Connector | 2 |  | 52.92 | 105.84 | [5 empty] | Tank Connector | 3 |  | 52.92 | 158.76 | [5 empty] | Tank Connector | 3 |  | 52.92 | 158.76 | [5 empty] | Tank Connector | 3 |  | 52.92 | 158.76 | [5 empty] | Tank Connector | 4 |  | 52.92 | 211.68 | [5 empty] | Tank Connector | 5 |  | 52.92 | 264.6 | [5 empty] | Tank Connector | 7 |  | 52.92 | 370.44 | [5 empty] | Tank Connector | 8 |  | 52.92 | 423.36 | [5 empty] | Tank Connector | 9 |  | 52.92 | 476.28 | [5 empty] | Tank Connector | 11 |  | 52.92 | 582.12 | [5 empty] | Tank Connector | 12 |  | 52.92 | 635.04
| 6.2 | 25 | 93 |  | 620 | 4960 |  | Geotextile | 5.4 | 2.0491 | 2.0491 | 11.0649 | [6 empty] | Geotextile | 5.4 | 2.0491 | 2.0491 | 11.0649 | [6 empty] | Geotextile | 5.4 | 2.0491 | 2.0491 | 11.0649 | [6 empty] | Geotextile | 5.4 | 2.0491 | 2.0491 | 11.0649 | [5 empty] | Geotextile | 5.4 | 2.0491 | 2.0491 | 11.0649 | [5 empty] | Geotextile | 10.8 | 2.0491 | 2.0491 | 22.1297 | [5 empty] | Geotextile | 10.8 | 2.0491 | 2.0491 | 22.1297 | [5 empty] | Geotextile | 10.8 | 2.0491 | 2.0491 | 22.1297 | [5 empty] | Geotextile | 16.2 | 2.0491 | 2.0491 | 33.1946 | [5 empty] | Geotextile | 21.6 | 2.0491 | 2.0491 | 44.2595 | [5 empty] | Geotextile | 32.4 | 2.0491 | 2.0491 | 66.3892 | [5 empty] | Geotextile | 37.8 | 2.0491 | 2.0491 | 77.4541 | [5 empty] | Geotextile | 43.2 | 2.0491 | 2.0491 | 88.519 | [5 empty] | Geotextile | 54 | 2.0491 | 2.0491 | 110.6487 | [5 empty] | Geotextile | 59.4 | 2.0491 | 2.0491 | 121.7136
| 5.8 | 25 | 87 |  | 580 | 5800 |  | Imperable liner | 5.4 | 5.2014 | 5.2014 | 28.0877 | [6 empty] | Imperable liner | 5.4 | 5.2014 | 5.2014 | 28.0877 | [6 empty] | Imperable liner | 5.4 | 5.2014 | 5.2014 | 28.0877 | [6 empty] | Imperable liner | 5.4 | 5.2014 | 5.2014 | 28.0877 | [5 empty] | Imperable liner | 5.4 | 5.2014 | 5.2014 | 28.0877 | [5 empty] | Imperable liner | 10.8 | 5.2014 | 5.2014 | 56.1755 | [5 empty] | Imperable liner | 10.8 | 5.2014 | 5.2014 | 56.1755 | [5 empty] | Imperable liner | 10.8 | 5.2014 | 5.2014 | 56.1755 | [5 empty] | Imperable liner | 16.2 | 5.2014 | 5.2014 | 84.2632 | [5 empty] | Imperable liner | 21.6 | 5.2014 | 5.2014 | 112.351 | [5 empty] | Imperable liner | 32.4 | 5.2014 | 5.2014 | 168.5265 | [5 empty] | Imperable liner | 37.8 | 5.2014 | 5.2014 | 196.6142 | [5 empty] | Imperable liner | 43.2 | 5.2014 | 5.2014 | 224.702 | [5 empty] | Imperable liner | 54 | 5.2014 | 5.2014 | 280.8775 | [5 empty] | Imperable liner | 59.4 | 5.2014 | 5.2014 | 308.9652
| 6 | 25 | 90 |  | 600 | 6600 |  | Subtotal |  |  |  | 312.7873 | [6 empty] | Subtotal |  |  |  | 380.3522 | [6 empty] | Subtotal |  |  |  | 435.277 | [6 empty] | Subtotal |  |  |  | 478.187 | [5 empty] | Subtotal |  |  |  | 545.1266 | [5 empty] | Subtotal |  |  |  | 960.1031 | [5 empty] | Subtotal |  |  |  | 1045.0649 | [5 empty] | Subtotal |  |  |  | 1050.2141 | [5 empty] | Subtotal |  |  |  | 1399.2315 | [5 empty] | Subtotal |  |  |  | 1748.249 | [5 empty] | Subtotal |  |  |  | 2658.4774 | [5 empty] | Subtotal |  |  |  | 3010.9276 | [5 empty] | Subtotal |  |  |  | 3362.5197 | [5 empty] | Subtotal |  |  |  | 4040.0161 | [5 empty] | Subtotal |  |  |  | 4392.4664
| 5.9 | 25 | 88.5 |  | 590 | 8260
[8 empty] | Materials | [10 empty] | Materials | [10 empty] | Materials | [10 empty] | Materials | [9 empty] | Materials | [9 empty] | Materials | [9 empty] | Materials | [9 empty] | Materials | [9 empty] | Materials | [9 empty] | Materials | [9 empty] | Materials | [9 empty] | Materials | [9 empty] | Materials | [9 empty] | Materials | [9 empty] | Materials
Gabions | per Cell | [6 empty] | Total |  |  |  | 1497.9127 | [6 empty] | Total |  |  |  | 2233.9076 | [6 empty] | Total |  |  |  | 3677.5186 | [6 empty] | Total |  |  |  | 4961.1282 | [5 empty] | Total |  |  |  | 7354.7738 | [5 empty] | Total |  |  |  | 12600.7606 | [5 empty] | Total |  |  |  | 15820.1974 | [5 empty] | Total |  |  |  | 20926.619 | [5 empty] | Total |  |  |  | 28556.63 | [5 empty] | Total |  |  |  | 41378.1188 | [5 empty] | Total |  |  |  | 56859.5969 | [5 empty] | Total |  |  |  | 69556.2285 | [5 empty] | Total |  |  |  | 81855.6468 | [5 empty] | Total |  |  |  | 98196.666 | [5 empty] | Total |  |  |  | 110589.5561
PE | Length Panels | Face Panels | 1.2m Helical | 1m Helical
5 | 20 | 8 | 16 | 20
10 | 29 | 9 | 18 | 29
20 | 44 | 14 | 28 | 44
30 | 52 | 16 | 32 | 52 | [9 empty] | Excavation and Media | Aeration | Piping and Drainage | Overall | [16 empty] | 3022.985 | 4260.045
50 | 68 | 20 | 40 | 68 | [8 empty] | 5 | 1091.2871 | 101.93 | 312.968 | 1506.1851 | [16 empty] | 242.94 | 257.24
75 | 84 | 24 | 48 | 84 | [8 empty] | 10 | 1737.1907 | 129.67 | 380.8113 | 2247.6721 |  |  |  |  | 1737.1907 | [11 empty] | 435.7361 | 478.6461
100 | 97 | 26 | 52 | 97 | [8 empty] | 20 | 3022.985 | 242.94 | 435.7361 | 3701.6612 |  |  |  |  | 129.67 | [11 empty] | 3701.6612 | 4995.9311 | [17 empty] | 6584.714 | 11291.7228
150 | 100 | 27 | 54 | 100 | [8 empty] | 30 | 4260.045 | 257.24 | 478.6461 | 4995.9311 |  |  |  |  | 380.8113 | [30 empty] | 279.21 | 437.485
200 | 100 | 27 | 54 | 100 | [8 empty] | 50 | 6584.714 | 279.21 | 545.5857 | 7409.5097 |  |  |  |  | 2247.6721 | [30 empty] | 545.5857 | 961.0213 | [20 empty] | 14413.4468 | 19471.2225 |  |  |  |  | 26651.9552 | 38942.445 | 53303.9104
300 | 100 | 27 | 54 | 100 | [8 empty] | 75 | 11291.7228 | 437.485 | 961.0213 | 12690.2291 | [35 empty] | 7409.5097 | 12690.2291 | [20 empty] | 476.81 | 566.09 |  |  |  |  | 723.39 | 1009.24 | 1333.1025
400 | 100 | 27 | 54 | 100 | [8 empty] | 100 | 14413.4468 | 476.81 | 1045.9831 | 15936.2399 | [57 empty] | 1045.9831 | 1051.1323 |  |  |  |  | 1400.6088 | 1750.0854 | 2661.2319
500 | 100 | 27 | 54 | 100 | [8 empty] | 150 | 19471.2225 | 566.09 | 1051.1323 | 21088.4448 | [57 empty] | 15936.2399 | 21088.4448 |  |  |  |  | 28775.954 | 41701.7704 | 57298.2448
600 | 100 | 27 | 54 | 100 | [8 empty] | 200 | 26651.9552 | 723.39 | 1400.6088 | 28775.954
700 | 100 | 27 | 54 | 100 | [8 empty] | 300 | 38942.445 | 1009.24 | 1750.0854 | 41701.7704
800 | 100 | 27 | 54 | 100 | [8 empty] | 400 | 53303.9104 | 1333.1025 | 2661.2319 | 57298.2448
1000 | 100 | 27 | 54 | 100 |  |  |  | Refurbishment and Maintanence |  |  |  |  | 500 | 65594.4002 | 1490.6625 | 3014.1413 | 70099.204
600
700
Geotextile | [12 empty] | 800
1000
Total per cell | Overall
36.599 | 36.599
45.4337 | 45.4337
76.2031 | 76.2031
104.5597 | 104.5597
157.9771 | 157.9771
136.488 | 272.976
171.2682 | 342.5363
227.688 | 455.376
209.056 | 627.168
227.688 | 910.752
209.056 | 1254.336
219.7029 | 1537.92
227.688 | 1821.504
216.5088 | 2165.088
222.6065 | 2448.672
219.7029 | 3075.84
Excavation | Pipe Length | End Caps | Tee Joint | Elbow | Tank Connector | Geotextile
0.6 | 11.8 | 4 | 2 | 2 | 2 | 5.4
0.6 | 16.4 | 4 | 2 | 2 | 2 | 5.4
0.6 | 22.8 | 4 | 2 | 2 | 2 | 5.4
0.6 | 27.8 | 4 | 2 | 2 | 2 | 5.4
0.6 | 35.6 | 4 | 2 | 2 | 2 | 5.4
1.2 | 65.1 | 4 | 4 | 4 | 3 | 10.8
1.2 | 75 | 4 | 4 | 4 | 3 | 10.8
1.2 | 75.6 | 4 | 4 | 4 | 3 | 10.8
1.8 | 100.6 | 4 | 6 | 4 | 4 | 16.2
2.4 | 125.6 | 4 | 8 | 4 | 5 | 21.6
3.6 | 189.85 | 4 | 14 | 8 | 7 | 32.4
4.2 | 215.25 | 4 | 16 | 8 | 8 | 37.8
4.8 | 240.55 | 4 | 18 | 8 | 9 | 43.2
6 | 289.075 | 4 | 20 | 10 | 11 | 54
6.6 | 314.475 | 4 | 22 | 10 | 12 | 59.4
8.4 | 347.675 | 4 | 28 | 12 | 15 | 75.6
| PE | Airpump
| 5 | Enviro 30
| 10 | Enviro 60
| 20 | HaileaVB-390G
| 30 | HaileaVB-390G
| 50 | HaileaVB-390G
| 75 | HaileaVB-390G
| 100 | HaileaVB-390G
| 150 | HaileaVB-800G
| 200 | HaileaVB-800G
| 300 | HaileaVB-2200G
| 400 | HaileaVB-2200G
| 500 | HaileaVB-2200G
600
800
1000
Air tubing
49.2
68.8
96.2
118.2
152
395.5
456
459
701
943
1441.25
1683.65
1925.95
2408.475
2650.875
3335.075
Operational
[8 empty] | Refurbishment | [10 empty] | Refurbishment | [10 empty] | Refurbishment | [10 empty] | Refurbishment | [9 empty] | Refurbishment | [9 empty] | Refurbishment | [9 empty] | Refurbishment | [9 empty] | Refurbishment | [9 empty] | Refurbishment | [9 empty] | Refurbishment | [9 empty] | Refurbishment | [9 empty] | Refurbishment | [9 empty] | Refurbishment | [9 empty] | Refurbishment | [9 empty] | Refurbishment
| Refurbishment | [6 empty] | Item |  |  | Cost | [7 empty] | Item |  |  | Cost | [7 empty] | Item |  |  | Cost | [7 empty] | Item |  |  | Cost | [6 empty] | Item |  |  | Cost | [6 empty] | Item |  |  | Cost | [6 empty] | Item |  |  | Cost | [6 empty] | Item |  |  | Cost | [6 empty] | Item |  |  | Cost | [6 empty] | Item |  |  | Cost | [6 empty] | Item |  |  | Cost | [6 empty] | Item |  |  | Cost | [6 empty] | Item |  |  | Cost | [6 empty] | Item |  |  | Cost | [6 empty] | Item |  |  | Cost
| 62% of new build | [6 empty] | Total Cost | 1497.9127 |  | 928.7059 | [7 empty] | Total Cost | 2233.9076 |  | 1385.0227 | [7 empty] | Total Cost | 3677.5186 |  | 2280.0615 | [7 empty] | Total Cost | 4961.1282 |  | 3075.8995 | [6 empty] | Total Cost | 7354.7738 |  | 4559.9597 | [6 empty] | Total Cost | 12600.7606 |  | 7812.4716 | [6 empty] | Total Cost | 15820.1974 |  | 9808.5224 | [6 empty] | Total Cost | 20926.619 |  | 12974.5038 | [6 empty] | Total Cost | 28556.63 |  | 17705.1106 | [6 empty] | Total Cost | 41378.1188 |  | 25654.4337 | [6 empty] | Total Cost | 56859.5969 |  | 35252.9501 | [6 empty] | Total Cost | 69556.2285 |  | 43124.8616 | [6 empty] | Total Cost | 81855.6468 |  | 50750.501 | [6 empty] | Total Cost | 98196.666 |  | 60881.9329 | [6 empty] | Total Cost | 110589.5561 |  | 68565.5248
Every 10 years
[8 empty] | Maintance | Unit | Ref | Ref (2021) | Cost (£) | [6 empty] | Maintance | Unit | Ref | Ref (2021) | Cost (£) | [6 empty] | Maintance | Unit | Ref | Ref (2021) | Cost (£) | [6 empty] | Maintance | Unit | Ref | Ref (2021) | Cost (£) | [5 empty] | Maintance | Unit | Ref | Ref (2021) | Cost (£) | [5 empty] | Maintance | Unit | Ref | Ref (2021) | Cost (£) | [5 empty] | Maintance | Unit | Ref | Ref (2021) | Cost (£) | [5 empty] | Maintance | Unit | Ref | Ref (2021) | Cost (£) | [5 empty] | Maintance | Unit | Ref | Ref (2021) | Cost (£) | [5 empty] | Maintance | Unit | Ref | Ref (2021) | Cost (£) | [5 empty] | Maintance | Unit | Ref | Ref (2021) | Cost (£) | [5 empty] | Maintance | Unit | Ref | Ref (2021) | Cost (£) | [5 empty] | Maintance | Unit | Ref | Ref (2021) | Cost (£) | [5 empty] | Maintance | Unit | Ref | Ref (2021) | Cost (£) | [5 empty] | Maintance | Unit | Ref | Ref (2021) | Cost (£)
| Blower Maintance | [6 empty] | Site visits | 12 | 35.125 | 35.125 | 421.5001 | [6 empty] | Site visits | 12 | 35.125 | 35.125 | 421.5001 | [6 empty] | Site visits | 12 | 35.125 | 35.125 | 421.5001 | [6 empty] | Site visits | 12 | 35.125 | 35.125 | 421.5001 | [5 empty] | Site visits | 12 | 35.125 | 35.125 | 421.5001 | [5 empty] | Site visits | 12 | 35.125 | 35.125 | 421.5001 | [5 empty] | Site visits | 12 | 35.125 | 35.125 | 421.5001 | [5 empty] | Site visits | 12 | 35.125 | 35.125 | 421.5001 | [5 empty] | Site visits | 12 | 35.125 | 35.125 | 421.5001 | [5 empty] | Site visits | 12 | 35.125 | 35.125 | 421.5001 | [5 empty] | Site visits | 12 | 35.125 | 35.125 | 421.5001 | [5 empty] | Site visits | 12 | 35.125 | 35.125 | 421.5001 | [5 empty] | Site visits | 12 | 35.125 | 35.125 | 421.5001 | [5 empty] | Site visits | 12 | 35.125 | 35.125 | 421.5001 | [5 empty] | Site visits | 12 | 35.125 | 35.125 | 421.5001
[8 empty] | Reed harvesting | 1 | 35.125 | 35.125 | 35.125 | [6 empty] | Reed harvesting | 1 | 35.125 | 35.125 | 35.125 | [6 empty] | Reed harvesting | 1 | 35.125 | 35.125 | 35.125 | [6 empty] | Reed harvesting | 1 | 35.125 | 35.125 | 35.125 | [5 empty] | Reed harvesting | 1 | 35.125 | 35.125 | 35.125 | [5 empty] | Reed harvesting | 1 | 35.125 | 35.125 | 35.125 | [5 empty] | Reed harvesting | 1 | 35.125 | 35.125 | 35.125 | [5 empty] | Reed harvesting | 1 | 35.125 | 35.125 | 35.125 | [5 empty] | Reed harvesting | 1 | 35.125 | 35.125 | 35.125 | [5 empty] | Reed harvesting | 1 | 35.125 | 35.125 | 35.125 | [5 empty] | Reed harvesting | 1 | 35.125 | 35.125 | 35.125 | [5 empty] | Reed harvesting | 1 | 35.125 | 35.125 | 35.125 | [5 empty] | Reed harvesting | 1 | 35.125 | 35.125 | 35.125 | [5 empty] | Reed harvesting | 1 | 35.125 | 35.125 | 35.125 | [5 empty] | Reed harvesting | 1 | 35.125 | 35.125 | 35.125
| Yearly Maintaince | Parts | Labour | [7 empty] | Total | 456.6251 | [9 empty] | Total | 456.6251 | [9 empty] | Total | 456.6251 | [9 empty] | Total | 456.6251 | [8 empty] | Total | 456.6251 | [8 empty] | Total | 456.6251 | [8 empty] | Total | 456.6251 | [8 empty] | Total | 456.6251 | [8 empty] | Total | 456.6251 | [8 empty] | Total | 456.6251 | [8 empty] | Total | 456.6251 | [8 empty] | Total | 456.6251 | [8 empty] | Total | 456.6251 | [8 empty] | Total | 456.6251 | [8 empty] | Total | 456.6251
5 | Enviro 30 | 59 | 28.1
10 | Enviro 60 | 59 | 28.1
20 | HaileaVB-390G | 90.205 | 17.5625
30 | HaileaVB-390G | 90.205 | 17.5625 |  |  |  |  | Blower | [10 empty] | Blower | [10 empty] | Blower | [10 empty] | Blower | [9 empty] | Blower | [9 empty] | Blower | [9 empty] | Blower | [9 empty] | Blower | [9 empty] | Blower | [9 empty] | Blower | [9 empty] | Blower | [9 empty] | Blower | [9 empty] | Blower | [9 empty] | Blower | [9 empty] | Blower
50 | HaileaVB-390G | 90.205 | 17.5625 | [5 empty] | Unit | Ref | Ref (2021) | Cost (£) | [7 empty] | Unit | Ref | Ref (2021) | Cost (£) | [7 empty] | Unit | Ref | Ref (2021) | Cost (£) | [7 empty] | Unit | Ref | Ref (2021) | Cost (£) | [6 empty] | Unit | Ref | Ref (2021) | Cost (£) | [6 empty] | Unit | Ref | Ref (2021) | Cost (£) | [6 empty] | Unit | Ref | Ref (2021) | Cost (£) | [6 empty] | Unit | Ref | Ref (2021) | Cost (£) | [6 empty] | Unit | Ref | Ref (2021) | Cost (£) | [6 empty] | Unit | Ref | Ref (2021) | Cost (£) | [6 empty] | Unit | Ref | Ref (2021) | Cost (£) | [6 empty] | Unit | Ref | Ref (2021) | Cost (£) | [6 empty] | Unit | Ref | Ref (2021) | Cost (£) | [6 empty] | Unit | Ref | Ref (2021) | Cost (£) | [6 empty] | Unit | Ref | Ref (2021) | Cost (£)
75 | HaileaVB-390G | 90.205 | 17.5625 |  |  |  |  | Electrical Requirement | 0.2628 |  | 35.6346 | 9.3648 | [6 empty] | Electrical Requirement | 0.5256 |  | 35.6346 | 18.7296 | [6 empty] | Electrical Requirement | 3.2412 |  | 35.6346 | 115.4989 | [6 empty] | Electrical Requirement | 3.2412 |  | 35.6346 | 115.4989 | [5 empty] | Electrical Requirement | 3.2412 |  | 35.6346 | 115.4989 | [5 empty] | Electrical Requirement | 3.2412 |  | 35.6346 | 115.4989 | [5 empty] | Electrical Requirement | 3.2412 |  | 35.6346 | 115.4989 | [5 empty] | Electrical Requirement | 3.504 |  | 35.6346 | 124.8637 | [5 empty] | Electrical Requirement | 3.504 |  | 35.6346 | 124.8637 | [5 empty] | Electrical Requirement | 5.256 |  | 35.6346 | 187.2955 | [5 empty] | Electrical Requirement | 5.256 |  | 35.6346 | 187.2955 | [5 empty] | Electrical Requirement | 5.256 |  | 35.6346 | 187.2955 | [5 empty] | Electrical Requirement | 5.256 |  | 35.6346 | 187.2955 | [5 empty] | Electrical Requirement | 19.272 |  | 35.6346 | 686.7503 | [5 empty] | Electrical Requirement | 19.272 |  | 35.6346 | 686.7503
100 | HaileaVB-390G | 90.205 | 17.5625
150 | HaileaVB-800G | 133.87 | 17.5625
200 | HaileaVB-800G | 133.87 | 17.5625 |  |  |  |  | Maintance | [10 empty] | Maintance | [10 empty] | Maintance | [10 empty] | Maintance | [9 empty] | Maintance | [9 empty] | Maintance | [9 empty] | Maintance | [9 empty] | Maintance | [9 empty] | Maintance | [9 empty] | Maintance | [9 empty] | Maintance | [9 empty] | Maintance | [9 empty] | Maintance | [9 empty] | Maintance | [9 empty] | Maintance
300 | HaileaVB-2200G | 198.145 | 17.5625 |  |  |  |  | Parts |  |  |  | 59 | [6 empty] | Parts |  |  |  | 59 | [6 empty] | Parts |  |  |  | 90.205 | [6 empty] | Parts |  |  |  | 90.205 | [5 empty] | Parts |  |  |  | 90.205 | [5 empty] | Parts |  |  |  | 90.205 | [5 empty] | Parts |  |  |  | 90.205 | [5 empty] | Parts |  |  |  | 133.87 | [5 empty] | Parts |  |  |  | 133.87 | [5 empty] | Parts |  |  |  | 198.145 | [5 empty] | Parts |  |  |  | 198.145 | [5 empty] | Parts |  |  |  | 198.145 | [5 empty] | Parts |  |  |  | 198.145 | [5 empty] | Parts |  |  |  | 198.145 | [5 empty] | Parts |  |  |  | 198.145
400 | HaileaVB-2200G | 198.145 | 17.5625 |  |  |  |  | Labour |  |  |  | 28.1 | [6 empty] | Labour |  |  |  | 28.1 | [6 empty] | Labour |  |  |  | 17.5625 | [6 empty] | Labour |  |  |  | 17.5625 | [5 empty] | Labour |  |  |  | 17.5625 | [5 empty] | Labour |  |  |  | 17.5625 | [5 empty] | Labour |  |  |  | 17.5625 | [5 empty] | Labour |  |  |  | 17.5625 | [5 empty] | Labour |  |  |  | 17.5625 | [5 empty] | Labour |  |  |  | 17.5625 | [5 empty] | Labour |  |  |  | 17.5625 | [5 empty] | Labour |  |  |  | 17.5625 | [5 empty] | Labour |  |  |  | 17.5625 | [5 empty] | Labour |  |  |  | 17.5625 | [5 empty] | Labour |  |  |  | 17.5625
500 | HaileaVB-2200G | 198.145 | 17.5625
[11 empty] | Total | 96.4648 | [9 empty] | Total | 105.8296 | [9 empty] | Total | 223.2664 | [9 empty] | Total | 223.2664 | [8 empty] | Total | 223.2664 | [8 empty] | Total | 223.2664 | [8 empty] | Total | 223.2664 | [8 empty] | Total | 276.2962 | [8 empty] | Total | 276.2962 | [8 empty] | Total | 403.003 | [8 empty] | Total | 403.003 | [8 empty] | Total | 403.003 | [8 empty] | Total | 403.003 | [8 empty] | Total | 902.4578 | [8 empty] | Total | 902.4578
|  | Frequency |  | Price | [18 empty] | 87.1 | [51 empty] | 107.7675 | [79 empty] | 215.7075
| Site visits (pipe cleaning) | Once per Month |  | 35.125
| Reed harversting | Once per year |  | 35.125 |  |  |  | Refurbishment Interval | [10 empty] | Refurbishment Interval | [10 empty] | Refurbishment Interval | [10 empty] | Refurbishment Interval | [9 empty] | Refurbishment Interval | [9 empty] | Refurbishment Interval | [9 empty] | Refurbishment Interval | [9 empty] | Refurbishment Interval | [9 empty] | Refurbishment Interval | [9 empty] | Refurbishment Interval | [9 empty] | Refurbishment Interval | [9 empty] | Refurbishment Interval | [9 empty] | Refurbishment Interval | [9 empty] | Refurbishment Interval | [9 empty] | Refurbishment Interval
[9 empty] | Refurb | Labour | Blower and Elec |  | Overall | [6 empty] | Refurb | Labour | Blower and Elec |  | Overall | [6 empty] | Refurb | Labour | Blower and Elec |  | Overall | [6 empty] | Refurb | Labour | Blower and Elec |  | Overall | [5 empty] | Refurb | Labour | Blower and Elec |  | Overall | [5 empty] | Refurb | Labour | Blower and Elec |  | Overall | [5 empty] | Refurb | Labour | Blower and Elec |  | Overall | [5 empty] | Refurb | Labour | Blower and Elec |  | Overall | [5 empty] | Refurb | Labour | Blower and Elec |  | Overall | [5 empty] | Refurb | Labour | Blower and Elec |  | Overall | [5 empty] | Refurb | Labour | Blower and Elec |  | Overall | [5 empty] | Refurb | Labour | Blower and Elec |  | Overall | [5 empty] | Refurb | Labour | Blower and Elec |  | Overall | [5 empty] | Refurb | Labour | Blower and Elec |  | Overall | [5 empty] | Refurb | Labour | Blower and Elec |  | Overall
[8 empty] | 5 | 185.7412 | 456.6251 | 96.4648 |  | 738.831 | [5 empty] | 5 | 277.0045 | 456.6251 | 105.8296 |  | 839.4592 | [5 empty] | 5 | 456.0123 | 456.6251 | 223.2664 |  | 1135.9038 | [5 empty] | 5 | 615.1799 | 456.6251 | 223.2664 |  | 1295.0714 |  |  |  |  | 5 | 911.9919 | 456.6251 | 223.2664 |  | 1591.8834 |  |  |  |  | 5 | 1562.4943 | 456.6251 | 223.2664 |  | 2242.3858 |  |  |  |  | 5 | 1961.7045 | 456.6251 | 223.2664 |  | 2641.596 |  |  |  |  | 5 | 2594.9008 | 456.6251 | 276.2962 |  | 3327.822 |  |  |  |  | 5 | 3541.0221 | 456.6251 | 276.2962 |  | 4273.9434 |  |  |  |  | 5 | 5130.8867 | 456.6251 | 403.003 |  | 5990.5148 |  |  |  |  | 5 | 7050.59 | 456.6251 | 403.003 |  | 7910.2181 |  |  |  |  | 5 | 8624.9723 | 456.6251 | 403.003 |  | 9484.6004 |  |  |  |  | 5 | 10150.1002 | 456.6251 | 403.003 |  | 11009.7283 |  |  |  |  | 5 | 12176.3866 | 456.6251 | 902.4578 |  | 13535.4695 |  |  |  |  | 5 | 13713.105 | 456.6251 | 902.4578 |  | 15072.1878
[8 empty] | 6 | 154.7843 | 456.6251 | 96.4648 |  | 707.8742 | [5 empty] | 6 | 230.8371 | 456.6251 | 105.8296 |  | 793.2918 | [5 empty] | 6 | 380.0103 | 456.6251 | 223.2664 |  | 1059.9017 | [5 empty] | 6 | 512.6499 | 456.6251 | 223.2664 |  | 1192.5414 |  |  |  |  | 6 | 759.9933 | 456.6251 | 223.2664 |  | 1439.8848 |  |  |  |  | 6 | 1302.0786 | 456.6251 | 223.2664 |  | 1981.9701 |  |  |  |  | 6 | 1634.7537 | 456.6251 | 223.2664 |  | 2314.6452 |  |  |  |  | 6 | 2162.4173 | 456.6251 | 276.2962 |  | 2895.3386 |  |  |  |  | 6 | 2950.8518 | 456.6251 | 276.2962 |  | 3683.773 |  |  |  |  | 6 | 4275.7389 | 456.6251 | 403.003 |  | 5135.3671 |  |  |  |  | 6 | 5875.4917 | 456.6251 | 403.003 |  | 6735.1198 |  |  |  |  | 6 | 7187.4769 | 456.6251 | 403.003 |  | 8047.1051 |  |  |  |  | 6 | 8458.4168 | 456.6251 | 403.003 |  | 9318.045 |  |  |  |  | 6 | 10146.9888 | 456.6251 | 902.4578 |  | 11506.0717 |  |  |  |  | 6 | 11427.5875 | 456.6251 | 902.4578 |  | 12786.6703
[8 empty] | 7 | 132.6723 | 456.6251 | 96.4648 |  | 685.7621 | [5 empty] | 7 | 197.8604 | 456.6251 | 105.8296 |  | 760.315 | [5 empty] | 7 | 325.7231 | 456.6251 | 223.2664 |  | 1005.6146 | [5 empty] | 7 | 439.4142 | 456.6251 | 223.2664 |  | 1119.3057 |  |  |  |  | 7 | 651.4228 | 456.6251 | 223.2664 |  | 1331.3143 |  |  |  |  | 7 | 1116.0674 | 456.6251 | 223.2664 |  | 1795.9589 |  |  |  |  | 7 | 1401.2175 | 456.6251 | 223.2664 |  | 2081.109 |  |  |  |  | 7 | 1853.5005 | 456.6251 | 276.2962 |  | 2586.4218 |  |  |  |  | 7 | 2529.3015 | 456.6251 | 276.2962 |  | 3262.2228 |  |  |  |  | 7 | 3664.9191 | 456.6251 | 403.003 |  | 4524.5472 |  |  |  |  | 7 | 5036.1357 | 456.6251 | 403.003 |  | 5895.7638 |  |  |  |  | 7 | 6160.6945 | 456.6251 | 403.003 |  | 7020.3226 |  |  |  |  | 7 | 7250.0716 | 456.6251 | 403.003 |  | 8109.6997 |  |  |  |  | 7 | 8697.419 | 456.6251 | 902.4578 |  | 10056.5019 |  |  |  |  | 7 | 9795.075 | 456.6251 | 902.4578 |  | 11154.1579
| PE | Power (kWh) | Power (MWh yr-1) |  |  |  |  | 8 | 116.0882 | 456.6251 | 96.4648 |  | 669.1781 | [5 empty] | 8 | 173.1278 | 456.6251 | 105.8296 |  | 735.5825 | [5 empty] | 8 | 285.0077 | 456.6251 | 223.2664 |  | 964.8992 | [5 empty] | 8 | 384.4874 | 456.6251 | 223.2664 |  | 1064.3789 |  |  |  |  | 8 | 569.995 | 456.6251 | 223.2664 |  | 1249.8865 |  |  |  |  | 8 | 976.5589 | 456.6251 | 223.2664 |  | 1656.4504 |  |  |  |  | 8 | 1226.0653 | 456.6251 | 223.2664 |  | 1905.9568 |  |  |  |  | 8 | 1621.813 | 456.6251 | 276.2962 |  | 2354.7342 |  |  |  |  | 8 | 2213.1388 | 456.6251 | 276.2962 |  | 2946.0601 |  |  |  |  | 8 | 3206.8042 | 456.6251 | 403.003 |  | 4066.4323 |  |  |  |  | 8 | 4406.6188 | 456.6251 | 403.003 |  | 5266.2469 |  |  |  |  | 8 | 5390.6077 | 456.6251 | 403.003 |  | 6250.2358 |  |  |  |  | 8 | 6343.8126 | 456.6251 | 403.003 |  | 7203.4407 |  |  |  |  | 8 | 7610.2416 | 456.6251 | 902.4578 |  | 8969.3245 |  |  |  |  | 8 | 8570.6906 | 456.6251 | 902.4578 |  | 9929.7735
| 5 | 262.8 | 0.2628 |  |  |  |  | 9 | 103.1895 | 456.6251 | 96.4648 |  | 656.2794 | [5 empty] | 9 | 153.8914 | 456.6251 | 105.8296 |  | 716.346 | [5 empty] | 9 | 253.3402 | 456.6251 | 223.2664 |  | 933.2317 | [5 empty] | 9 | 341.7666 | 456.6251 | 223.2664 |  | 1021.6581 |  |  |  |  | 9 | 506.6622 | 456.6251 | 223.2664 |  | 1186.5537 |  |  |  |  | 9 | 868.0524 | 456.6251 | 223.2664 |  | 1547.9439 |  |  |  |  | 9 | 1089.8358 | 456.6251 | 223.2664 |  | 1769.7273 |  |  |  |  | 9 | 1441.6115 | 456.6251 | 276.2962 |  | 2174.5328 |  |  |  |  | 9 | 1967.2345 | 456.6251 | 276.2962 |  | 2700.1558 |  |  |  |  | 9 | 2850.4926 | 456.6251 | 403.003 |  | 3710.1207 |  |  |  |  | 9 | 3916.9945 | 456.6251 | 403.003 |  | 4776.6226 |  |  |  |  | 9 | 4791.6513 | 456.6251 | 403.003 |  | 5651.2794 |  |  |  |  | 9 | 5638.9446 | 456.6251 | 403.003 |  | 6498.5727 |  |  |  |  | 9 | 6764.6592 | 456.6251 | 902.4578 |  | 8123.7421 |  |  |  |  | 9 | 7618.3916 | 456.6251 | 902.4578 |  | 8977.4745
| 10 | 525.6 | 0.5256 |  |  |  |  | 10 | 92.8706 | 456.6251 | 96.4648 |  | 645.9604 | [5 empty] | 10 | 138.5023 | 456.6251 | 105.8296 |  | 700.9569 | [5 empty] | 10 | 228.0062 | 456.6251 | 223.2664 |  | 907.8976 | [5 empty] | 10 | 307.5899 | 456.6251 | 223.2664 |  | 987.4814 |  |  |  |  | 10 | 455.996 | 456.6251 | 223.2664 |  | 1135.8875 |  |  |  |  | 10 | 781.2472 | 456.6251 | 223.2664 |  | 1461.1386 |  |  |  |  | 10 | 980.8522 | 456.6251 | 223.2664 |  | 1660.7437 |  |  |  |  | 10 | 1297.4504 | 456.6251 | 276.2962 |  | 2030.3716 |  |  |  |  | 10 | 1770.5111 | 456.6251 | 276.2962 |  | 2503.4323 |  |  |  |  | 10 | 2565.4434 | 456.6251 | 403.003 |  | 3425.0715 |  |  |  |  | 10 | 3525.295 | 456.6251 | 403.003 |  | 4384.9231 |  |  |  |  | 10 | 4312.4862 | 456.6251 | 403.003 |  | 5172.1143 |  |  |  |  | 10 | 5075.0501 | 456.6251 | 403.003 |  | 5934.6782 |  |  |  |  | 10 | 6088.1933 | 456.6251 | 902.4578 |  | 7447.2762 |  |  |  |  | 10 | 6856.5525 | 456.6251 | 902.4578 |  | 8215.6354
| 20 | 3241.2 | 3.2412
| 30 | 3241.2 | 3.2412
| 50 | 3241.2 | 3.2412
| 75 | 3241.2 | 3.2412
| 100 | 3241.2 | 3.2412
| 150 | 3504 | 3.504
| 200 | 3504 | 3.504
| 300 | 5256 | 5.256
| 400 | 5256 | 5.256
| 500 | 5256 | 5.256
| 600 | 9636 | 9.636
| 800 | 19272 | 19.272
| 1000 | 19272 | 19.272
| PE | Power (MWh yr-1)
|  | ABR-AHF gravity fed | ABR-AHF pumped fed | ABR-VF pumped fed
| 5 | 0.3 | 1.6 | 1.4
| 10 | 0.5 | 1.8 | 1.4
| 20 | 3.2 | 4.5 | 1.4
| 30 | 3.2 | 4.5 | 1.5
| 50 | 3.2 | 4.5 | 1.5
| 75 | 3.2 | 4.5 | 1.7
| 100 | 3.2 | 4.5 | 1.7
| 150 | 3.5 | 4.8 | 2
| 200 | 3.5 | 4.8 | 2.1
| 300 | 5.3 | 6.6 | 2.6
| 400 | 5.3 | 6.6 | 3
| 500 | 5.3 | 6.6 | 2.4
| 600 | 9.6 | 10.9 | 2.7
| 800 | 19.3 | 25.1 | 7.7
| 1000 | 19.3 | 25.1 | 8
NPV
[9 empty] | Discout Rate | Discout Rate | [9 empty] | Discout Rate | Discout Rate | [9 empty] | Discout Rate | Discout Rate | [9 empty] | Discout Rate | Discout Rate | [8 empty] | Discout Rate | Discout Rate | [8 empty] | Discout Rate | Discout Rate | [8 empty] | Discout Rate | Discout Rate | [8 empty] | Discout Rate | Discout Rate | [8 empty] | Discout Rate | Discout Rate | [8 empty] | Discout Rate | Discout Rate | [8 empty] | Discout Rate | Discout Rate | [8 empty] | Discout Rate | Discout Rate | [8 empty] | Discout Rate | Discout Rate | [8 empty] | Discout Rate | Discout Rate | [8 empty] | Discout Rate | Discout Rate
[8 empty] | t | 0 | 0.035 | 0.06 | [7 empty] | t | 0 | 0.035 | 0.06 | [7 empty] | t | 0 | 0.035 | 0.06 | [7 empty] | t | 0 | 0.035 | 0.06 | [6 empty] | t | 0 | 0.035 | 0.06 | [6 empty] | t | 0 | 0.035 | 0.06 | [6 empty] | t | 0 | 0.035 | 0.06 | [6 empty] | t | 0 | 0.035 | 0.06 | [6 empty] | t | 0 | 0.035 | 0.06 | [6 empty] | t | 0 | 0.035 | 0.06 | [6 empty] | t | 0 | 0.035 | 0.06 | [6 empty] | t | 0 | 0.035 | 0.06 | [6 empty] | t | 0 | 0.035 | 0.06 | [6 empty] | t | 0 | 0.035 | 0.06 | [6 empty] | t | 0 | 0.035 | 0.06
[8 empty] | 1 | 553.0899 | 534.3863 | 521.7829 | [7 empty] | 1 | 562.4546 | 543.4344 | 530.6176 |  | 0 | [5 empty] | 1 | 679.8915 | 656.9 | 641.4071 |  | 115.4989 | 111.5932 |  |  |  |  | 1 | 679.8915 | 656.9 | 641.4071 | [6 empty] | 1 | 679.8915 | 656.9 | 641.4071 | [6 empty] | 1 | 679.8915 | 656.9 | 641.4071 | [6 empty] | 1 | 679.8915 | 656.9 | 641.4071 | [6 empty] | 1 | 732.9213 | 708.1365 | 691.4352 | [6 empty] | 1 | 732.9213 | 708.1365 | 691.4352 | [6 empty] | 1 | 859.6281 | 830.5586 | 810.9699 | [6 empty] | 1 | 859.6281 | 830.5586 | 810.9699 | [6 empty] | 1 | 859.6281 | 830.5586 | 810.9699 | [6 empty] | 1 | 859.6281 | 830.5586 | 810.9699 | [6 empty] | 1 | 1359.0829 | 1313.1236 | 1282.1537 | [6 empty] | 1 | 1359.0829 | 1313.1236 | 1282.1537 |  | 686.7503 | 663.5269
[8 empty] | 2 | 553.0899 | 516.3153 | 492.248 | [7 empty] | 2 | 562.4546 | 525.0574 | 500.5826 | [7 empty] | 2 | 679.8915 | 634.686 | 605.101 |  | 115.4989 | 107.8195 |  |  |  |  | 2 | 679.8915 | 634.686 | 605.101 | [6 empty] | 2 | 679.8915 | 634.686 | 605.101 | [6 empty] | 2 | 679.8915 | 634.686 | 605.101 | [6 empty] | 2 | 679.8915 | 634.686 | 605.101 | [6 empty] | 2 | 732.9213 | 684.1898 | 652.2973 | [6 empty] | 2 | 732.9213 | 684.1898 | 652.2973 | [6 empty] | 2 | 859.6281 | 802.472 | 765.066 | [6 empty] | 2 | 859.6281 | 802.472 | 765.066 | [6 empty] | 2 | 859.6281 | 802.472 | 765.066 | [6 empty] | 2 | 859.6281 | 802.472 | 765.066 | [6 empty] | 2 | 1359.0829 | 1268.7184 | 1209.5789 | [6 empty] | 2 | 1359.0829 | 1268.7184 | 1209.5789 |  | 686.7503 | 641.0888
[8 empty] | 3 | 553.0899 | 498.8554 | 464.3849 | [7 empty] | 3 | 562.4546 | 507.3019 | 472.2478 | [7 empty] | 3 | 679.8915 | 613.2232 | 570.85 |  | 115.4989 | 104.1734 |  |  |  |  | 3 | 679.8915 | 613.2232 | 570.85 | [6 empty] | 3 | 679.8915 | 613.2232 | 570.85 | [6 empty] | 3 | 679.8915 | 613.2232 | 570.85 | [6 empty] | 3 | 679.8915 | 613.2232 | 570.85 | [6 empty] | 3 | 732.9213 | 661.053 | 615.3748 | [6 empty] | 3 | 732.9213 | 661.053 | 615.3748 | [6 empty] | 3 | 859.6281 | 775.3353 | 721.7603 | [6 empty] | 3 | 859.6281 | 775.3353 | 721.7603 | [6 empty] | 3 | 859.6281 | 775.3353 | 721.7603 | [6 empty] | 3 | 859.6281 | 775.3353 | 721.7603 | [6 empty] | 3 | 1359.0829 | 1225.8149 | 1141.1122 | [6 empty] | 3 | 1359.0829 | 1225.8149 | 1141.1122 |  | 686.7503 | 619.4094
[8 empty] | 4 | 553.0899 | 481.9859 | 438.099 | [7 empty] | 4 | 562.4546 | 490.1467 | 445.5167 | [7 empty] | 4 | 679.8915 | 592.4862 | 538.5377 |  | 115.4989 | 100.6506 |  |  |  |  | 4 | 679.8915 | 592.4862 | 538.5377 | [6 empty] | 4 | 679.8915 | 592.4862 | 538.5377 | [6 empty] | 4 | 679.8915 | 592.4862 | 538.5377 | [6 empty] | 4 | 679.8915 | 592.4862 | 538.5377 | [6 empty] | 4 | 732.9213 | 638.6985 | 580.5423 | [6 empty] | 4 | 732.9213 | 638.6985 | 580.5423 | [6 empty] | 4 | 859.6281 | 749.1162 | 680.906 | [6 empty] | 4 | 859.6281 | 749.1162 | 680.906 | [6 empty] | 4 | 859.6281 | 749.1162 | 680.906 | [6 empty] | 4 | 859.6281 | 749.1162 | 680.906 | [6 empty] | 4 | 1359.0829 | 1184.3622 | 1076.5209 | [6 empty] | 4 | 1359.0829 | 1184.3622 | 1076.5209 |  | 686.7503 | 598.4632
[8 empty] | 5 | 553.0899 | 465.6868 | 413.3009 | [7 empty] | 5 | 562.4546 | 473.5717 | 420.2988 | [7 empty] | 5 | 679.8915 | 572.4504 | 508.0545 |  | 115.4989 | 97.247 |  |  |  |  | 5 | 679.8915 | 572.4504 | 508.0545 | [6 empty] | 5 | 679.8915 | 572.4504 | 508.0545 | [6 empty] | 5 | 679.8915 | 572.4504 | 508.0545 | [6 empty] | 5 | 679.8915 | 572.4504 | 508.0545 | [6 empty] | 5 | 732.9213 | 617.1 | 547.6814 | [6 empty] | 5 | 732.9213 | 617.1 | 547.6814 | [6 empty] | 5 | 859.6281 | 723.7838 | 642.3641 | [6 empty] | 5 | 859.6281 | 723.7838 | 642.3641 | [6 empty] | 5 | 859.6281 | 723.7838 | 642.3641 | [6 empty] | 5 | 859.6281 | 723.7838 | 642.3641 | [6 empty] | 5 | 1359.0829 | 1144.3113 | 1015.5858 | [6 empty] | 5 | 1359.0829 | 1144.3113 | 1015.5858 |  | 686.7503 | 578.2253
[8 empty] | 6 | 553.0899 | 449.939 | 389.9065 | [7 empty] | 6 | 562.4546 | 457.5572 | 396.5083 | [7 empty] | 6 | 679.8915 | 553.0922 | 479.2967 |  | 115.4989 | 93.9584 |  |  |  |  | 6 | 679.8915 | 553.0922 | 479.2967 | [6 empty] | 6 | 679.8915 | 553.0922 | 479.2967 | [6 empty] | 6 | 679.8915 | 553.0922 | 479.2967 | [6 empty] | 6 | 679.8915 | 553.0922 | 479.2967 | [6 empty] | 6 | 732.9213 | 596.2319 | 516.6806 | [6 empty] | 6 | 732.9213 | 596.2319 | 516.6806 | [6 empty] | 6 | 859.6281 | 699.308 | 606.0039 | [6 empty] | 6 | 859.6281 | 699.308 | 606.0039 | [6 empty] | 6 | 859.6281 | 699.308 | 606.0039 | [6 empty] | 6 | 859.6281 | 699.308 | 606.0039 | [6 empty] | 6 | 1359.0829 | 1105.6148 | 958.0998 | [6 empty] | 6 | 1359.0829 | 1105.6148 | 958.0998 |  | 686.7503 | 558.6718
[8 empty] | 7 | 1481.7957 | 1164.678 | 985.4788 | [7 empty] | 7 | 1947.4774 | 1530.6996 | 1295.1837 | [7 empty] | 7 | 2959.953 | 2326.4963 | 1968.5378 |  | 115.4989 | 90.7811 |  |  |  |  | 7 | 3755.791 | 2952.0177 | 2497.8155 | [6 empty] | 7 | 5239.8512 | 4118.4757 | 3484.8003 | [6 empty] | 7 | 8492.3631 | 6674.9206 | 5647.9065 | [6 empty] | 7 | 10488.4139 | 8243.7985 | 6975.3942 | [6 empty] | 7 | 13707.4251 | 10773.9122 | 9116.2205 | [6 empty] | 7 | 18438.0319 | 14492.1264 | 12262.3443 | [6 empty] | 7 | 26514.0618 | 20839.8129 | 17633.3654 | [6 empty] | 7 | 36112.5782 | 28384.16 | 24016.927 | [6 empty] | 7 | 43984.4898 | 34571.4114 | 29252.1978 | [6 empty] | 7 | 51610.1292 | 40565.095 | 34323.6835 | [6 empty] | 7 | 62241.0158 | 48920.8758 | 41393.8303 | [6 empty] | 7 | 69924.6077 | 54960.1095 | 46503.8577 |  | 686.7503 | 539.7795
[8 empty] | 8 | 553.0899 | 420.0228 | 347.0154 | [7 empty] | 8 | 562.4546 | 427.1345 | 352.891 | [7 empty] | 8 | 679.8915 | 516.3175 | 426.5723 |  | 115.4989 | 87.7112 |  |  |  |  | 8 | 679.8915 | 516.3175 | 426.5723 | [6 empty] | 8 | 679.8915 | 516.3175 | 426.5723 | [6 empty] | 8 | 679.8915 | 516.3175 | 426.5723 | [6 empty] | 8 | 679.8915 | 516.3175 | 426.5723 | [6 empty] | 8 | 732.9213 | 556.5889 | 459.8439 | [6 empty] | 8 | 732.9213 | 556.5889 | 459.8439 | [6 empty] | 8 | 859.6281 | 652.8115 | 539.3413 | [6 empty] | 8 | 859.6281 | 652.8115 | 539.3413 | [6 empty] | 8 | 859.6281 | 652.8115 | 539.3413 | [6 empty] | 8 | 859.6281 | 652.8115 | 539.3413 | [6 empty] | 8 | 1359.0829 | 1032.1032 | 852.7054 | [6 empty] | 8 | 1359.0829 | 1032.1032 | 852.7054 |  | 686.7503 | 521.5261
[8 empty] | 9 | 553.0899 | 405.8192 | 327.373 | [7 empty] | 9 | 562.4546 | 412.6904 | 332.916 | [7 empty] | 9 | 679.8915 | 498.8574 | 402.4267 |  | 115.4989 | 84.7451 |  |  |  |  | 9 | 679.8915 | 498.8574 | 402.4267 | [6 empty] | 9 | 679.8915 | 498.8574 | 402.4267 | [6 empty] | 9 | 679.8915 | 498.8574 | 402.4267 | [6 empty] | 9 | 679.8915 | 498.8574 | 402.4267 | [6 empty] | 9 | 732.9213 | 537.767 | 433.815 | [6 empty] | 9 | 732.9213 | 537.767 | 433.815 | [6 empty] | 9 | 859.6281 | 630.7358 | 508.8126 | [6 empty] | 9 | 859.6281 | 630.7358 | 508.8126 | [6 empty] | 9 | 859.6281 | 630.7358 | 508.8126 | [6 empty] | 9 | 859.6281 | 630.7358 | 508.8126 | [6 empty] | 9 | 1359.0829 | 997.2012 | 804.4391 | [6 empty] | 9 | 1359.0829 | 997.2012 | 804.4391 |  | 686.7503 | 503.89
[8 empty] | 10 | 553.0899 | 392.0958 | 308.8425 | [7 empty] | 10 | 562.4546 | 398.7347 | 314.0717 | [7 empty] | 10 | 679.8915 | 481.9879 | 379.6479 |  | 115.4989 | 81.8794 |  |  |  |  | 10 | 679.8915 | 481.9879 | 379.6479 | [6 empty] | 10 | 679.8915 | 481.9879 | 379.6479 | [6 empty] | 10 | 679.8915 | 481.9879 | 379.6479 | [6 empty] | 10 | 679.8915 | 481.9879 | 379.6479 | [6 empty] | 10 | 732.9213 | 519.5817 | 409.2594 | [6 empty] | 10 | 732.9213 | 519.5817 | 409.2594 | [6 empty] | 10 | 859.6281 | 609.4065 | 480.0118 | [6 empty] | 10 | 859.6281 | 609.4065 | 480.0118 | [6 empty] | 10 | 859.6281 | 609.4065 | 480.0118 | [6 empty] | 10 | 859.6281 | 609.4065 | 480.0118 | [6 empty] | 10 | 1359.0829 | 963.4794 | 758.9048 | [6 empty] | 10 | 1359.0829 | 963.4794 | 758.9048 |  | 686.7503 | 486.8502
[8 empty] | 11 | 553.0899 | 378.8365 | 291.3608 | [7 empty] | 11 | 562.4546 | 385.2509 | 296.2941 | [7 empty] | 11 | 679.8915 | 465.6888 | 358.1584 |  | 115.4989 | 79.1105 |  |  |  |  | 11 | 679.8915 | 465.6888 | 358.1584 | [6 empty] | 11 | 679.8915 | 465.6888 | 358.1584 | [6 empty] | 11 | 679.8915 | 465.6888 | 358.1584 | [6 empty] | 11 | 679.8915 | 465.6888 | 358.1584 | [6 empty] | 11 | 732.9213 | 502.0113 | 386.0938 | [6 empty] | 11 | 732.9213 | 502.0113 | 386.0938 | [6 empty] | 11 | 859.6281 | 588.7986 | 452.8414 | [6 empty] | 11 | 859.6281 | 588.7986 | 452.8414 | [6 empty] | 11 | 859.6281 | 588.7986 | 452.8414 | [6 empty] | 11 | 859.6281 | 588.7986 | 452.8414 | [6 empty] | 11 | 1359.0829 | 930.898 | 715.9479 | [6 empty] | 11 | 1359.0829 | 930.898 | 715.9479 |  | 686.7503 | 470.3867
[8 empty] | 12 | 553.0899 | 366.0256 | 274.8687 | [7 empty] | 12 | 562.4546 | 372.2231 | 279.5227 | [7 empty] | 12 | 679.8915 | 449.9408 | 337.8852 |  | 115.4989 | 76.4353 |  |  |  |  | 12 | 679.8915 | 449.9408 | 337.8852 | [6 empty] | 12 | 679.8915 | 449.9408 | 337.8852 | [6 empty] | 12 | 679.8915 | 449.9408 | 337.8852 | [6 empty] | 12 | 679.8915 | 449.9408 | 337.8852 | [6 empty] | 12 | 732.9213 | 485.0351 | 364.2394 | [6 empty] | 12 | 732.9213 | 485.0351 | 364.2394 | [6 empty] | 12 | 859.6281 | 568.8875 | 427.2088 | [6 empty] | 12 | 859.6281 | 568.8875 | 427.2088 | [6 empty] | 12 | 859.6281 | 568.8875 | 427.2088 | [6 empty] | 12 | 859.6281 | 568.8875 | 427.2088 | [6 empty] | 12 | 1359.0829 | 899.4184 | 675.4226 | [6 empty] | 12 | 1359.0829 | 899.4184 | 675.4226 |  | 686.7503 | 454.4799
[8 empty] | 13 | 553.0899 | 353.6479 | 259.3101 | [7 empty] | 13 | 562.4546 | 359.6358 | 263.7007 | [7 empty] | 13 | 679.8915 | 434.7254 | 318.7597 |  | 115.4989 | 73.8505 |  |  |  |  | 13 | 679.8915 | 434.7254 | 318.7597 | [6 empty] | 13 | 679.8915 | 434.7254 | 318.7597 | [6 empty] | 13 | 679.8915 | 434.7254 | 318.7597 | [6 empty] | 13 | 679.8915 | 434.7254 | 318.7597 | [6 empty] | 13 | 732.9213 | 468.6329 | 343.6221 | [6 empty] | 13 | 732.9213 | 468.6329 | 343.6221 | [6 empty] | 13 | 859.6281 | 549.6498 | 403.0272 | [6 empty] | 13 | 859.6281 | 549.6498 | 403.0272 | [6 empty] | 13 | 859.6281 | 549.6498 | 403.0272 | [6 empty] | 13 | 859.6281 | 549.6498 | 403.0272 | [6 empty] | 13 | 1359.0829 | 869.0032 | 637.1911 | [6 empty] | 13 | 1359.0829 | 869.0032 | 637.1911 |  | 686.7503 | 439.111
[8 empty] | 14 | 1481.7957 | 915.4264 | 655.3997 | [7 empty] | 14 | 1947.4774 | 1203.1161 | 861.3711 | [7 empty] | 14 | 2959.953 | 1828.6051 | 1309.1901 |  | 115.4989 | 71.3531 |  |  |  |  | 14 | 3755.791 | 2320.2593 | 1661.19 | [6 empty] | 14 | 5239.8512 | 3237.0847 | 2317.5912 | [6 empty] | 14 | 8492.3631 | 5246.4273 | 3756.1804 | [6 empty] | 14 | 10488.4139 | 6479.5511 | 4639.0356 | [6 empty] | 14 | 13707.4251 | 8468.1976 | 6062.8073 | [6 empty] | 14 | 18438.0319 | 11390.6803 | 8155.1593 | [6 empty] | 14 | 26514.0618 | 16379.9046 | 11727.1951 | [6 empty] | 14 | 36112.5782 | 22309.6932 | 15972.6281 | [6 empty] | 14 | 43984.4898 | 27172.8168 | 19454.3822 | [6 empty] | 14 | 51610.1292 | 31883.798 | 22827.2099 | [6 empty] | 14 | 62241.0158 | 38451.3662 | 27529.2613 | [6 empty] | 14 | 69924.6077 | 43198.1493 | 30927.7214 |  | 686.7503 | 424.2618
[8 empty] | 15 | 553.0899 | 330.1341 | 230.7851 | [7 empty] | 15 | 562.4546 | 335.7239 | 234.6927 | [7 empty] | 15 | 679.8915 | 405.8209 | 283.695 |  | 115.4989 | 68.9402 |  |  |  |  | 15 | 679.8915 | 405.8209 | 283.695 | [6 empty] | 15 | 679.8915 | 405.8209 | 283.695 | [6 empty] | 15 | 679.8915 | 405.8209 | 283.695 | [6 empty] | 15 | 679.8915 | 405.8209 | 283.695 | [6 empty] | 15 | 732.9213 | 437.4738 | 305.8224 | [6 empty] | 15 | 732.9213 | 437.4738 | 305.8224 | [6 empty] | 15 | 859.6281 | 513.104 | 358.6928 | [6 empty] | 15 | 859.6281 | 513.104 | 358.6928 | [6 empty] | 15 | 859.6281 | 513.104 | 358.6928 | [6 empty] | 15 | 859.6281 | 513.104 | 358.6928 | [6 empty] | 15 | 1359.0829 | 811.2238 | 567.0978 | [6 empty] | 15 | 1359.0829 | 811.2238 | 567.0978 |  | 686.7503 | 409.9148
[8 empty] | 16 | 553.0899 | 318.9702 | 217.7218 | [7 empty] | 16 | 562.4546 | 324.3709 | 221.4082 | [7 empty] | 16 | 679.8915 | 392.0974 | 267.6368 |  | 115.4989 | 66.6089 |  |  |  |  | 16 | 679.8915 | 392.0974 | 267.6368 | [6 empty] | 16 | 679.8915 | 392.0974 | 267.6368 | [6 empty] | 16 | 679.8915 | 392.0974 | 267.6368 | [6 empty] | 16 | 679.8915 | 392.0974 | 267.6368 | [6 empty] | 16 | 732.9213 | 422.68 | 288.5117 | [6 empty] | 16 | 732.9213 | 422.68 | 288.5117 | [6 empty] | 16 | 859.6281 | 495.7526 | 338.3894 | [6 empty] | 16 | 859.6281 | 495.7526 | 338.3894 | [6 empty] | 16 | 859.6281 | 495.7526 | 338.3894 | [6 empty] | 16 | 859.6281 | 495.7526 | 338.3894 | [6 empty] | 16 | 1359.0829 | 783.7911 | 534.9979 | [6 empty] | 16 | 1359.0829 | 783.7911 | 534.9979 |  | 686.7503 | 396.053
[8 empty] | 17 | 553.0899 | 308.1838 | 205.3979 | [7 empty] | 17 | 562.4546 | 313.4018 | 208.8756 | [7 empty] | 17 | 679.8915 | 378.8381 | 252.4875 |  | 115.4989 | 64.3564 |  |  |  |  | 17 | 679.8915 | 378.8381 | 252.4875 | [6 empty] | 17 | 679.8915 | 378.8381 | 252.4875 | [6 empty] | 17 | 679.8915 | 378.8381 | 252.4875 | [6 empty] | 17 | 679.8915 | 378.8381 | 252.4875 | [6 empty] | 17 | 732.9213 | 408.3865 | 272.1809 | [6 empty] | 17 | 732.9213 | 408.3865 | 272.1809 | [6 empty] | 17 | 859.6281 | 478.988 | 319.2353 | [6 empty] | 17 | 859.6281 | 478.988 | 319.2353 | [6 empty] | 17 | 859.6281 | 478.988 | 319.2353 | [6 empty] | 17 | 859.6281 | 478.988 | 319.2353 | [6 empty] | 17 | 1359.0829 | 757.2861 | 504.715 | [6 empty] | 17 | 1359.0829 | 757.2861 | 504.715 |  | 686.7503 | 382.6599
[8 empty] | 18 | 553.0899 | 297.7621 | 193.7716 | [7 empty] | 18 | 562.4546 | 302.8037 | 197.0525 | [7 empty] | 18 | 679.8915 | 366.0272 | 238.1958 |  | 115.4989 | 62.1801 |  |  |  |  | 18 | 679.8915 | 366.0272 | 238.1958 | [6 empty] | 18 | 679.8915 | 366.0272 | 238.1958 | [6 empty] | 18 | 679.8915 | 366.0272 | 238.1958 | [6 empty] | 18 | 679.8915 | 366.0272 | 238.1958 | [6 empty] | 18 | 732.9213 | 394.5763 | 256.7744 | [6 empty] | 18 | 732.9213 | 394.5763 | 256.7744 | [6 empty] | 18 | 859.6281 | 462.7904 | 301.1654 | [6 empty] | 18 | 859.6281 | 462.7904 | 301.1654 | [6 empty] | 18 | 859.6281 | 462.7904 | 301.1654 | [6 empty] | 18 | 859.6281 | 462.7904 | 301.1654 | [6 empty] | 18 | 1359.0829 | 731.6774 | 476.1462 | [6 empty] | 18 | 1359.0829 | 731.6774 | 476.1462 |  | 686.7503 | 369.7197
[8 empty] | 19 | 553.0899 | 287.6928 | 182.8034 | [7 empty] | 19 | 562.4546 | 292.564 | 185.8986 | [7 empty] | 19 | 679.8915 | 353.6494 | 224.713 |  | 115.4989 | 60.0774 |  |  |  |  | 19 | 679.8915 | 353.6494 | 224.713 | [6 empty] | 19 | 679.8915 | 353.6494 | 224.713 | [6 empty] | 19 | 679.8915 | 353.6494 | 224.713 | [6 empty] | 19 | 679.8915 | 353.6494 | 224.713 | [6 empty] | 19 | 732.9213 | 381.2332 | 242.24 | [6 empty] | 19 | 732.9213 | 381.2332 | 242.24 | [6 empty] | 19 | 859.6281 | 447.1405 | 284.1183 | [6 empty] | 19 | 859.6281 | 447.1405 | 284.1183 | [6 empty] | 19 | 859.6281 | 447.1405 | 284.1183 | [6 empty] | 19 | 859.6281 | 447.1405 | 284.1183 | [6 empty] | 19 | 1359.0829 | 706.9347 | 449.1946 | [6 empty] | 19 | 1359.0829 | 706.9347 | 449.1946 |  | 686.7503 | 357.2171
[8 empty] | 20 | 553.0899 | 277.9641 | 172.456 | [7 empty] | 20 | 562.4546 | 282.6705 | 175.376 | [7 empty] | 20 | 679.8915 | 341.6903 | 211.9934 |  | 115.4989 | 58.0458 |  |  |  |  | 20 | 679.8915 | 341.6903 | 211.9934 | [6 empty] | 20 | 679.8915 | 341.6903 | 211.9934 | [6 empty] | 20 | 679.8915 | 341.6903 | 211.9934 | [6 empty] | 20 | 679.8915 | 341.6903 | 211.9934 | [6 empty] | 20 | 732.9213 | 368.3412 | 228.5283 | [6 empty] | 20 | 732.9213 | 368.3412 | 228.5283 | [6 empty] | 20 | 859.6281 | 432.0198 | 268.0361 | [6 empty] | 20 | 859.6281 | 432.0198 | 268.0361 | [6 empty] | 20 | 859.6281 | 432.0198 | 268.0361 | [6 empty] | 20 | 859.6281 | 432.0198 | 268.0361 | [6 empty] | 20 | 1359.0829 | 683.0287 | 423.7685 | [6 empty] | 20 | 1359.0829 | 683.0287 | 423.7685 |  | 686.7503 | 345.1373
[8 empty] | 21 | 1481.7957 | 719.5169 | 435.8782 | [7 empty] | 21 | 1947.4774 | 945.6383 | 572.861 | [7 empty] | 21 | 2959.953 | 1437.2671 | 870.6862 |  | 115.4989 | 56.0829 |  |  |  |  | 21 | 3755.791 | 1823.7028 | 1104.7862 | [6 empty] | 21 | 5239.8512 | 2544.3193 | 1541.3305 | [6 empty] | 21 | 8492.3631 | 4123.6444 | 2498.0745 | [6 empty] | 21 | 10488.4139 | 5092.8686 | 3085.2236 | [6 empty] | 21 | 13707.4251 | 6655.9268 | 4032.1131 | [6 empty] | 21 | 18438.0319 | 8952.9718 | 5423.6467 | [6 empty] | 21 | 26514.0618 | 12874.4569 | 7799.2545 | [6 empty] | 21 | 36112.5782 | 17535.2172 | 10622.71 | [6 empty] | 21 | 43984.4898 | 21357.5884 | 12938.2753 | [6 empty] | 21 | 51610.1292 | 25060.377 | 15181.3983 | [6 empty] | 21 | 62241.0158 | 30222.4262 | 18308.5311 | [6 empty] | 21 | 69924.6077 | 33953.3549 | 20568.7011 |  | 686.7503 | 333.466
[8 empty] | 22 | 553.0899 | 259.4825 | 153.4853 | [7 empty] | 22 | 562.4546 | 263.8759 | 156.084 | [7 empty] | 22 | 679.8915 | 318.9715 | 188.6734 |  | 115.4989 | 54.1864 |  |  |  |  | 22 | 679.8915 | 318.9715 | 188.6734 | [6 empty] | 22 | 679.8915 | 318.9715 | 188.6734 | [6 empty] | 22 | 679.8915 | 318.9715 | 188.6734 | [6 empty] | 22 | 679.8915 | 318.9715 | 188.6734 | [6 empty] | 22 | 732.9213 | 343.8505 | 203.3894 | [6 empty] | 22 | 732.9213 | 343.8505 | 203.3894 | [6 empty] | 22 | 859.6281 | 403.2951 | 238.5512 | [6 empty] | 22 | 859.6281 | 403.2951 | 238.5512 | [6 empty] | 22 | 859.6281 | 403.2951 | 238.5512 | [6 empty] | 22 | 859.6281 | 403.2951 | 238.5512 | [6 empty] | 22 | 1359.0829 | 637.6146 | 377.1524 | [6 empty] | 22 | 1359.0829 | 637.6146 | 377.1524 |  | 686.7503 | 322.1893
[8 empty] | 23 | 553.0899 | 250.7077 | 144.7974 | [7 empty] | 23 | 562.4546 | 254.9526 | 147.2491 | [7 empty] | 23 | 679.8915 | 308.185 | 177.9937 |  | 115.4989 | 52.354 |  |  |  |  | 23 | 679.8915 | 308.185 | 177.9937 | [6 empty] | 23 | 679.8915 | 308.185 | 177.9937 | [6 empty] | 23 | 679.8915 | 308.185 | 177.9937 | [6 empty] | 23 | 679.8915 | 308.185 | 177.9937 | [6 empty] | 23 | 732.9213 | 332.2227 | 191.8768 | [6 empty] | 23 | 732.9213 | 332.2227 | 191.8768 | [6 empty] | 23 | 859.6281 | 389.6571 | 225.0483 | [6 empty] | 23 | 859.6281 | 389.6571 | 225.0483 | [6 empty] | 23 | 859.6281 | 389.6571 | 225.0483 | [6 empty] | 23 | 859.6281 | 389.6571 | 225.0483 | [6 empty] | 23 | 1359.0829 | 616.0527 | 355.8042 | [6 empty] | 23 | 1359.0829 | 616.0527 | 355.8042 |  | 686.7503 | 311.294
[8 empty] | 24 | 553.0899 | 242.2296 | 136.6013 | [7 empty] | 24 | 562.4546 | 246.331 | 138.9142 | [7 empty] | 24 | 679.8915 | 297.7633 | 167.9186 |  | 115.4989 | 50.5836 |  |  |  |  | 24 | 679.8915 | 297.7633 | 167.9186 | [6 empty] | 24 | 679.8915 | 297.7633 | 167.9186 | [6 empty] | 24 | 679.8915 | 297.7633 | 167.9186 | [6 empty] | 24 | 679.8915 | 297.7633 | 167.9186 | [6 empty] | 24 | 732.9213 | 320.9881 | 181.0158 | [6 empty] | 24 | 732.9213 | 320.9881 | 181.0158 | [6 empty] | 24 | 859.6281 | 376.4803 | 212.3097 | [6 empty] | 24 | 859.6281 | 376.4803 | 212.3097 | [6 empty] | 24 | 859.6281 | 376.4803 | 212.3097 | [6 empty] | 24 | 859.6281 | 376.4803 | 212.3097 | [6 empty] | 24 | 1359.0829 | 595.22 | 335.6643 | [6 empty] | 24 | 1359.0829 | 595.22 | 335.6643 |  | 686.7503 | 300.7672
[8 empty] | 25 | 553.0899 | 234.0383 | 128.8692 | [7 empty] | 25 | 562.4546 | 238.001 | 131.0512 | [7 empty] | 25 | 679.8915 | 287.694 | 158.4138 |  | 115.4989 | 48.873 |  |  |  |  | 25 | 679.8915 | 287.694 | 158.4138 | [6 empty] | 25 | 679.8915 | 287.694 | 158.4138 | [6 empty] | 25 | 679.8915 | 287.694 | 158.4138 | [6 empty] | 25 | 679.8915 | 287.694 | 158.4138 | [6 empty] | 25 | 732.9213 | 310.1334 | 170.7697 | [6 empty] | 25 | 732.9213 | 310.1334 | 170.7697 | [6 empty] | 25 | 859.6281 | 363.749 | 200.2922 | [6 empty] | 25 | 859.6281 | 363.749 | 200.2922 | [6 empty] | 25 | 859.6281 | 363.749 | 200.2922 | [6 empty] | 25 | 859.6281 | 363.749 | 200.2922 | [6 empty] | 25 | 1359.0829 | 575.0918 | 316.6645 | [6 empty] | 25 | 1359.0829 | 575.0918 | 316.6645 |  | 686.7503 | 290.5963
[8 empty] | 26 | 553.0899 | 226.124 | 121.5747 | [7 empty] | 26 | 562.4546 | 229.9526 | 123.6332 | [7 empty] | 26 | 679.8915 | 277.9653 | 149.447 |  | 115.4989 | 47.2203 |  |  |  |  | 26 | 679.8915 | 277.9653 | 149.447 | [6 empty] | 26 | 679.8915 | 277.9653 | 149.447 | [6 empty] | 26 | 679.8915 | 277.9653 | 149.447 | [6 empty] | 26 | 679.8915 | 277.9653 | 149.447 | [6 empty] | 26 | 732.9213 | 299.6458 | 161.1034 | [6 empty] | 26 | 732.9213 | 299.6458 | 161.1034 | [6 empty] | 26 | 859.6281 | 351.4484 | 188.9549 | [6 empty] | 26 | 859.6281 | 351.4484 | 188.9549 | [6 empty] | 26 | 859.6281 | 351.4484 | 188.9549 | [6 empty] | 26 | 859.6281 | 351.4484 | 188.9549 | [6 empty] | 26 | 1359.0829 | 555.6443 | 298.74 | [6 empty] | 26 | 1359.0829 | 555.6443 | 298.74 |  | 686.7503 | 280.7694
[8 empty] | 27 | 553.0899 | 218.4773 | 114.6931 | [7 empty] | 27 | 562.4546 | 222.1765 | 116.6351 | [7 empty] | 27 | 679.8915 | 268.5655 | 140.9877 |  | 115.4989 | 45.6235 |  |  |  |  | 27 | 679.8915 | 268.5655 | 140.9877 | [6 empty] | 27 | 679.8915 | 268.5655 | 140.9877 | [6 empty] | 27 | 679.8915 | 268.5655 | 140.9877 | [6 empty] | 27 | 679.8915 | 268.5655 | 140.9877 | [6 empty] | 27 | 732.9213 | 289.5129 | 151.9844 | [6 empty] | 27 | 732.9213 | 289.5129 | 151.9844 | [6 empty] | 27 | 859.6281 | 339.5636 | 178.2593 | [6 empty] | 27 | 859.6281 | 339.5636 | 178.2593 | [6 empty] | 27 | 859.6281 | 339.5636 | 178.2593 | [6 empty] | 27 | 859.6281 | 339.5636 | 178.2593 | [6 empty] | 27 | 1359.0829 | 536.8544 | 281.8302 | [6 empty] | 27 | 1359.0829 | 536.8544 | 281.8302 |  | 686.7503 | 271.2748
[8 empty] | 28 | 1481.7957 | 565.5338 | 289.8839 | [7 empty] | 28 | 1947.4774 | 743.2632 | 380.9853 | [7 empty] | 28 | 2959.953 | 1129.6789 | 579.056 |  | 115.4989 | 44.0807 |  |  |  |  | 28 | 3755.791 | 1433.4139 | 734.7459 | [6 empty] | 28 | 5239.8512 | 1999.812 | 1025.0728 | [6 empty] | 28 | 8492.3631 | 3241.1472 | 1661.3622 | [6 empty] | 28 | 10488.4139 | 4002.9487 | 2051.8499 | [6 empty] | 28 | 13707.4251 | 5231.4983 | 2681.5855 | [6 empty] | 28 | 18438.0319 | 7036.9549 | 3607.0348 | [6 empty] | 28 | 26514.0618 | 10119.2068 | 5186.9497 | [6 empty] | 28 | 36112.5782 | 13782.5222 | 7064.7088 | [6 empty] | 28 | 43984.4898 | 16786.8714 | 8604.692 | [6 empty] | 28 | 51610.1292 | 19697.2298 | 10096.497 | [6 empty] | 28 | 62241.0158 | 23754.5538 | 12176.2188 | [6 empty] | 28 | 69924.6077 | 26687.03 | 13679.361 |  | 686.7503 | 262.1012
[8 empty] | 29 | 553.0899 | 203.9509 | 102.0765 | [7 empty] | 29 | 562.4546 | 207.4041 | 103.8048 | [7 empty] | 29 | 679.8915 | 250.7087 | 125.4786 |  | 115.4989 | 42.59 |  |  |  |  | 29 | 679.8915 | 250.7087 | 125.4786 | [6 empty] | 29 | 679.8915 | 250.7087 | 125.4786 | [6 empty] | 29 | 679.8915 | 250.7087 | 125.4786 | [6 empty] | 29 | 679.8915 | 250.7087 | 125.4786 | [6 empty] | 29 | 732.9213 | 270.2634 | 135.2656 | [6 empty] | 29 | 732.9213 | 270.2634 | 135.2656 | [6 empty] | 29 | 859.6281 | 316.9863 | 158.6502 | [6 empty] | 29 | 859.6281 | 316.9863 | 158.6502 | [6 empty] | 29 | 859.6281 | 316.9863 | 158.6502 | [6 empty] | 29 | 859.6281 | 316.9863 | 158.6502 | [6 empty] | 29 | 1359.0829 | 501.1593 | 250.8279 | [6 empty] | 29 | 1359.0829 | 501.1593 | 250.8279 |  | 686.7503 | 253.2379
[8 empty] | 30 | 553.0899 | 197.054 | 96.2985 | [7 empty] | 30 | 562.4546 | 200.3904 | 97.929 | [7 empty] | 30 | 679.8915 | 242.2307 | 118.376 |  | 115.4989 | 41.1498 |  |  |  |  | 30 | 679.8915 | 242.2307 | 118.376 | [6 empty] | 30 | 679.8915 | 242.2307 | 118.376 | [6 empty] | 30 | 679.8915 | 242.2307 | 118.376 | [6 empty] | 30 | 679.8915 | 242.2307 | 118.376 | [6 empty] | 30 | 732.9213 | 261.124 | 127.609 | [6 empty] | 30 | 732.9213 | 261.124 | 127.609 | [6 empty] | 30 | 859.6281 | 306.2669 | 149.67 | [6 empty] | 30 | 859.6281 | 306.2669 | 149.67 | [6 empty] | 30 | 859.6281 | 306.2669 | 149.67 | [6 empty] | 30 | 859.6281 | 306.2669 | 149.67 | [6 empty] | 30 | 1359.0829 | 484.2119 | 236.6301 | [6 empty] | 30 | 1359.0829 | 484.2119 | 236.6301 |  | 686.7503 | 244.6743 | 0.045166 | 4.5166
[8 empty] | Operational Cost | [10 empty] | Operational Cost | [10 empty] | Operational Cost | [10 empty] | Operational Cost | [9 empty] | Operational Cost | [9 empty] | Operational Cost | [9 empty] | Operational Cost | [9 empty] | Operational Cost | [9 empty] | Operational Cost | [9 empty] | Operational Cost | [9 empty] | Operational Cost | [9 empty] | Operational Cost | [9 empty] | Operational Cost | [9 empty] | Operational Cost | [9 empty] | Operational Cost
[9 empty] | 20307.5191 | 12281.5429 | 9096.4651 | [8 empty] | 22413.7298 | 13490.075 | 9954.1732 | [8 empty] | 29516.9909 | 17682.6104 | 13000.1773 |  |  | 2124.2613 | [5 empty] | 32700.3425 | 19489.9567 | 14271.2448 | [7 empty] | 38636.5836 | 22860.2546 | 16641.5022 | [7 empty] | 51646.6311 | 30246.7025 | 21836.2308 | [7 empty] | 59630.8341 | 34779.7298 | 25024.2105 | [7 empty] | 73885.6532 | 42944.9933 | 30810.6835 | [7 empty] | 92808.0805 | 53688.1919 | 38366.142 | [7 empty] | 128406.5781 | 74071.4867 | 52806.451 | [7 empty] | 166800.6436 | 95869.6982 | 68136.6602 | [7 empty] | 198288.2899 | 113746.7936 | 80709.2336 | [7 empty] | 228790.8476 | 131064.6054 | 92888.475 | [7 empty] | 284300.2182 | 163259.0617 | 115944.7374 | [7 empty] | 315034.5856 | 180708.4833 | 128216.5371 |  | 236366.3293 | 12630.7428
Lifetime
[8 empty] | CSA | [10 empty] | CSA | [10 empty] | CSA | [10 empty] | CSA | [9 empty] | CSA | [9 empty] | CSA | [9 empty] | CSA | [9 empty] | CSA | [9 empty] | CSA | [9 empty] | CSA | [9 empty] | CSA | [9 empty] | CSA | [9 empty] | CSA | [9 empty] | CSA | [9 empty] | CSA
[8 empty] | Discout Rate | [10 empty] | Discout Rate | [10 empty] | Discout Rate | [10 empty] | Discout Rate | [9 empty] | Discout Rate | [9 empty] | Discout Rate | [9 empty] | Discout Rate | [9 empty] | Discout Rate | [9 empty] | Discout Rate | [9 empty] | Discout Rate | [9 empty] | Discout Rate | [9 empty] | Discout Rate | [9 empty] | Discout Rate | [9 empty] | Discout Rate | [9 empty] | Discout Rate
[8 empty] | 0 | 21805.4318 | [9 empty] | 0 | 24647.6375 | [9 empty] | 0 | 33194.5095 | [9 empty] | 0 | 37661.4707 | [8 empty] | 0 | 45991.3574 | [8 empty] | 0 | 64247.3917 | [8 empty] | 0 | 75451.0315 | [8 empty] | 0 | 94812.2722 | [8 empty] | 0 | 121364.7105 | [8 empty] | 0 | 169784.6969 | [8 empty] | 0 | 223660.2405 | [8 empty] | 0 | 267844.5184 | [8 empty] | 0 | 310646.4944 | [8 empty] | 0 | 382496.8843 | [8 empty] | 0 | 425624.1417
[8 empty] | 0.035 | 13779.4555 | [9 empty] | 0.035 | 15723.9826 | [9 empty] | 0.035 | 21360.129 | [9 empty] | 0.035 | 24451.0848 | [8 empty] | 0.035 | 30215.0283 | [8 empty] | 0.035 | 42847.4631 | [8 empty] | 0.035 | 50599.9271 | [8 empty] | 0.035 | 63871.6123 | [8 empty] | 0.035 | 82244.822 | [8 empty] | 0.035 | 115449.6055 | [8 empty] | 0.035 | 152729.295 | [8 empty] | 0.035 | 183303.022 | [8 empty] | 0.035 | 212920.2522 | [8 empty] | 0.035 | 261455.7277 | [8 empty] | 0.035 | 291298.0394
[8 empty] | 0.06 | 9096.4651 | [9 empty] | 0.06 | 12188.0809 | [9 empty] | 0.06 | 16677.6959 | [9 empty] | 0.06 | 19232.3729 | [8 empty] | 0.06 | 23996.2759 | [8 empty] | 0.06 | 34436.9914 | [8 empty] | 0.06 | 40844.4079 | [8 empty] | 0.06 | 51737.3025 | [8 empty] | 0.06 | 66922.772 | [8 empty] | 0.06 | 94184.5698 | [8 empty] | 0.06 | 124996.2571 | [8 empty] | 0.06 | 150265.4621 | [8 empty] | 0.06 | 174744.1218 | [8 empty] | 0.06 | 214141.4034 | [8 empty] | 0.06 | 238806.0932
Auxilaries
|  | ABR sizes | [10 empty] | No. fence posts |  |  | Excess Fencing |  |  |  |  | No. Fenc Posts |  |  |  | No. of Units | [5 empty] | Unit Price | [5 empty] | Unit Cost
|  |  | Wet |  |  |  |  | PE | Cells | Length | Width |  | Length | Width |  | Length | Width |  |  |  | Length | Width | Total |  | Fence Posts | Corner Posts | Gate (plus extras) | Excavation | Concrete |  | Fence Posts | Corner Posts | Gate (plus extras) | Excavation | Concrete |  | Fence Posts | Corner Posts | Gate (plus extras) | Excavation | Concrete | PE | Total
|  |  | Length | Width | Length | Width |  | 5 | 1 | 2.9 | 5.6 |  | 2 | 3 |  | 2.6 | 2.65 | 1.3 | 1.325 |  | 2 | 3 | 9 |  | 9 | 4 | 1 | 2.7338 | 2.7338 |  | 112.824 | 36.384 | 539.4 | 11.958 | 99.5089 |  | 1015.416 | 145.536 | 539.4 | 32.6903 | 272.0325 | 5 | 2005.0748
|  | 5 | 3 | 1 | 3.3 | 1.3 |  | 10 | 1 | 3.7 | 7.9 |  | 2 | 3 |  | 1.8 | 0.35 | 0.9 | 0.175 |  | 3 | 4 | 13 |  | 13 | 4 | 1 | 3.4628 | 3.4628 |  | 112.824 | 36.384 | 539.4 | 11.958 | 99.5089 |  | 1466.712 | 145.536 | 539.4 | 41.4077 | 344.5745 | 10 | 2537.6303
|  | 10 | 4.0452 | 1.3484 | 4.3452 | 1.6484 |  | 20 | 1 | 4.7 | 11.1 |  | 2 | 5 |  | 0.8 | 2.65 | 0.4 | 1.325 |  | 3 | 5 | 15 |  | 15 | 4 | 1 | 3.8273 | 3.8273 |  | 112.824 | 36.384 | 539.4 | 11.958 | 99.5089 |  | 1692.36 | 145.536 | 539.4 | 45.7664 | 380.8455 | 20 | 2803.908
|  | 20 | 5.7208 | 1.9069 | 6.0208 | 2.2069 |  | 30 | 1 | 5.6 | 13.6 |  | 3 | 5 |  | 2.65 | 0.15 | 1.325 | 0.075 |  | 3 | 6 | 17 |  | 17 | 4 | 1 | 4.1918 | 4.1918 |  | 112.824 | 36.384 | 539.4 | 11.958 | 99.5089 |  | 1918.008 | 145.536 | 539.4 | 50.1251 | 417.1166 | 30 | 3070.1857
|  | 30 | 7.0065 | 2.3355 | 7.3065 | 2.6355 |  | 50 | 1 | 6.9 | 17.5 |  | 3 | 7 |  | 1.35 | 1.75 | 0.675 | 0.875 |  | 4 | 8 | 23 |  | 23 | 4 | 1 | 5.2853 | 5.2853 |  | 112.824 | 36.384 | 539.4 | 11.958 | 99.5089 |  | 2594.952 | 145.536 | 539.4 | 63.2013 | 525.9296 | 50 | 3869.0188
|  | 50 | 9.0453 | 3.0151 | 9.3453 | 3.3151 |  | 75 | 2 | 4.6 | 21.5 |  | 2 | 8 |  | 0.9 | 0.5 | 0.45 | 0.25 |  | 3 | 9 | 23 |  | 23 | 4 | 1 | 5.2853 | 5.2853 |  | 112.824 | 36.384 | 539.4 | 11.958 | 99.5089 |  | 2594.952 | 145.536 | 539.4 | 63.2013 | 525.9296 | 75 | 3869.0188
|  | 75 | 11.0782 | 3.6927 | 11.3782 | 3.9927 |  | 100 | 2 | 5.2 | 24.8 |  | 2 | 10 |  | 0.3 | 2.7 | 0.15 | 1.35 |  | 3 | 10 | 25 |  | 25 | 4 | 1 | 5.6498 | 5.6498 |  | 112.824 | 36.384 | 539.4 | 11.958 | 99.5089 |  | 2820.6 | 145.536 | 539.4 | 67.56 | 562.2006 | 100 | 4135.2965
|  | 100 | 12.792 | 4.264 | 13.092 | 4.564 |  | 150 | 2 | 7.2 | 25 |  | 3 | 10 |  | 1.05 | 2.5 | 0.525 | 1.25 |  | 4 | 10 | 27 |  | 27 | 4 | 1 | 6.0143 | 6.0143 |  | 112.824 | 36.384 | 539.4 | 11.958 | 99.5089 |  | 3046.248 | 145.536 | 539.4 | 71.9187 | 598.4716
|  | 200 | 18.0907 | 6.0302 | 18.3907 | 6.3302 |  | 200 | 3 | 6.5 | 25 |  | 3 | 10 |  | 1.75 | 2.5 | 0.875 | 1.25 |  | 4 | 10 | 27 |  | 27 | 4 | 1 | 6.0143 | 6.0143 |  | 112.824 | 36.384 | 539.4 | 11.958 | 99.5089 |  | 3046.248 | 145.536 | 539.4 | 71.9187 | 598.4716 | 200 | 4401.5743
|  | 300 | 22.1565 | 7.3855 | 22.4565 | 7.6855 |  | 300 | 4 | 7.2 | 25 |  | 3 | 10 |  | 1.05 | 2.5 | 0.525 | 1.25 |  | 4 | 10 | 27 |  | 27 | 4 | 1 | 6.0143 | 6.0143 |  | 112.824 | 36.384 | 539.4 | 11.958 | 99.5089 |  | 3046.248 | 145.536 | 539.4 | 71.9187 | 598.4716 | 300 | 4401.5743
|  | 400 | 25.5841 | 8.528 | 25.8841 | 8.828 |  | 400 | 6 | 6.5 | 25 |  | 3 | 10 |  | 1.75 | 2.5 | 0.875 | 1.25 |  | 4 | 10 | 27 |  | 27 | 4 | 1 | 6.0143 | 6.0143 |  | 112.824 | 36.384 | 539.4 | 11.958 | 99.5089 |  | 3046.248 | 145.536 | 539.4 | 71.9187 | 598.4716 | 400 | 4401.5743
|  | 500 | 28.6039 | 9.5346 | 28.9039 | 9.8346 |  | 500 | 7 | 6.9 | 25 |  | 3 | 10 |  | 1.35 | 2.5 | 0.675 | 1.25 |  | 4 | 10 | 27 |  | 27 | 4 | 1 | 6.0143 | 6.0143 |  | 112.824 | 36.384 | 539.4 | 11.958 | 99.5089 |  | 3046.248 | 145.536 | 539.4 | 71.9187 | 598.4716 | 500 | 4401.5743
|  | 600 | 31.334 | 10.4447 | 31.634 | 10.7447 |  | 600 | 8 | 7.2 | 25 |  | 3 | 10 |  | 1.05 | 2.5 | 0.525 | 1.25 |  | 4 | 10 | 27 |  | 27 | 4 | 1 | 6.0143 | 6.0143 |  | 112.824 | 36.384 | 539.4 | 11.958 | 99.5089 |  | 3046.248 | 145.536 | 539.4 | 71.9187 | 598.4716 | 600 | 4401.5743
|  | 800 | 36.1814 | 12.0605 | 36.4814 | 12.3605 |  | 800 | 11 | 7 | 25 |  | 3 | 10 |  | 1.25 | 2.5 | 0.625 | 1.25 |  | 4 | 10 | 27 |  | 27 | 4 | 1 | 6.0143 | 6.0143 |  | 112.824 | 36.384 | 539.4 | 11.958 | 99.5089 |  | 3046.248 | 145.536 | 539.4 | 71.9187 | 598.4716 | 800 | 4401.5743
|  | 1000 | 40.452 | 13.484 | 40.752 | 13.784 |  | 1000 | 14 | 6.9 | 25 |  | 3 | 10 |  | 1.35 | 2.5 | 0.675 | 1.25 |  | 4 | 10 | 27 |  | 27 | 4 | 1 | 6.0143 | 6.0143 |  | 112.824 | 36.384 | 539.4 | 11.958 | 99.5089 |  | 3046.248 | 145.536 | 539.4 | 71.9187 | 598.4716 | 1000 | 4401.5743
Dry
| PE | Length | Width | Tanks
| 5 | 0.9 | 2.69 | 1 | 1.2 | 2.99
| 10 | 1.27 | 3.8 | 1 | 1.57 | 4.1
| 20 | 1.79 | 5.37 | 1 | 2.09 | 5.67
| 30 | 2.2 | 6.58 | 1 | 2.5 | 6.88
| 50 | 2.83 | 8.49 | 1 | 3.13 | 8.79
| 75 | 2.45 | 7.35 | 2 | 2.75 | 7.65
| 100 | 2.83 | 8.49 | 2 | 3.13 | 8.79
| 200 | 3.27 | 9.8 | 3 | 3.57 | 10.1
| 300 | 2.83 | 8.49 | 6 | 3.13 | 8.79
| 400 | 3.27 | 9.8 | 6 | 3.57 | 10.1
| 500 | 3.17 | 9.49 | 8 | 3.47 | 9.79
| 600 | 3.27 | 9.8 | 9 | 3.57 | 10.1
| 800 | 3.27 | 9.8 | 12 | 3.57 | 10.1
| 1000 | 3.27 | 9.8 | 15 | 3.57 | 10.1
| PE | Cells | Length | Width
| 5 | 1 | 2.9 | 5.6
| 10 | 1 | 3.7 | 7.9
| 20 | 1 | 4.7 | 11.1
| 30 | 1 | 5.6 | 13.6
| 50 | 1 | 6.9 | 17.5
| 75 | 2 | 4.6 | 21.5
| 100 | 2 | 5.2 | 24.8
| 150 | 2 | 7.2 | 25
| 200 | 3 | 6.5 | 25
| 300 | 4 | 7.2 | 25
| 400 | 6 | 6.5 | 25
| 500 | 7 | 6.9 | 25
| 600 | 8 | 7.2 | 25
| 800 | 11 | 7 | 25
| 1000 | 14 | 6.9 | 25 | [8 empty] | 0.8113
| PE | Length | Width
| 5 | 4.1 | 5.6
| 10 | 5.27 | 7.9
| 20 | 6.79 | 11.1
| 30 | 8.1 | 13.6
| 50 | 10.03 | 17.5
| 75 | 7.35 | 43
| 100 | 8.33 | 49.6
| 200 | 17.97 | 50
| 300 | 16.13 | 50
| 400 | 25.17 | 50
| 500 | 29.47 | 50
| 600 | 28.8 | 57.14
| 800 | 101.5 | 31.71
| 1000 | 101.5 | 38.31

## Pumping (hidden)
[8 empty] | Overall |  |  | Dimensions
PE | Wet Well Volume (m3) |  | No of Tanks | Tank Volume | Cost of Tank | Costs |  | Wet | Dry |  | Depth | Length | Width |  | Excess | Excavation | Backfill | Excavation | Concrete | Pea Shingle | Exc | Conc | Shingle | Wet | Dry
5 | 3 |  | 1 | 3 | 2014.8 | 2014.8 |  | 4245.1869 | 3321.2974 |  | 2.25 | 2.853 | 1.2 |  | 0.3 | 17.7139 | 14.7139 | 11.958 | 99.5089 | 36.7186 | 211.8235 | 1464.1634 | 540.2738 | 2230.3869 | 1306.4974
10 | 6 |  | 1 | 6 | 2548 | 2548 |  | 5631.7275 | 4247.3521 |  | 2.55 | 3.64 | 1.5 |  | 0.3 | 28.0476 | 22.0476 |  |  |  | 335.3945 | 2193.9331 | 809.5576 | 3083.7275 | 1699.3521
20 | 12 |  | 1 | 14 | 4435.4 | 4435.4 |  | 9414.1358 | 7016.1746 |  | 2.65 | 5.78 | 1.917 |  | 0.3 | 52.19 | 38.19 |  |  |  | 624.0904 | 3800.2455 | 1402.2842 | 4978.7358 | 2580.7746
30 | 18 |  | 1 | 18 | 5538 | 5538 |  | 11147.8936 | 8421.34 |  | 2.87 | 4.317 | 3 |  | 0.3 | 61.4232 | 43.4232 |  |  |  | 734.501 | 4320.9925 | 1594.439 | 5609.8936 | 2883.34
50 | 30 |  | 1 | 30 | 7177.2 | 7177.2 |  | 14890.2281 | 11059.7937 |  | 3.5 | 6.56 | 2.5 |  | 0.3 | 91.0036 | 61.0036 |  |  |  | 1088.2252 | 6070.4029 | 2239.9685 | 7713.0281 | 3882.5937
75 | 45 |  | 1 | 45 | 9922.8 | 32243.0734 |  | 32520.2734
100 | 60 |  | 1 | 60 | 13182 | 43643.9231 | * | 44198.3231
150 | 90 |  | 2 | 45 | 19845.6 | 64486.1468 |  | 65040.5468
200 | 120 |  | 2 | 60 | 26364 | 87287.8462 |  | 87842.2462
300 | 180 |  | 3 | 60 | 39546 | 130931.7693 |  | 131486.1693
400 | 240 |  | 4 | 60 | 52728 | 174575.6924 |  | 175130.0924
500 | 300 |  | 5 | 60 | 65910 | 218219.6155 |  | 218820.8155
600 | 360 |  | 6 | 60 | 79092 | 261863.5386 |  | 262521.1186
800 | 480 |  | 8 | 60 | 105456 | 349151.3848 |  | 349898.9648
1000 | 600 |  | 10 | 60 | 131820 | 436439.231 |  | 437228.951
[6 empty] | * SAF 500 PE |  |  |  |  | 8766 |  |  | 35.6346 | per MWh
Power kW
Main | Booster | Bypass |  | PE | Cost |  | Main | Booster | Bypass |  | Power Demand kWh |  |  | Cost
APP SV 150A | APP SV 150A | APP SV 150A |  | 5 | 554.4 |  | 0.15 | 0.15 | 0.15 |  | 1314.9 |  |  | 46.856
APP SV 150A | APP SV 150A | APP SV 150A |  | 10 | 554.4 |  | 0.15 | 0.15 | 0.15 |  | 1314.9 |  |  | 46.856
APP SV 150A | APP SV 150A | APP SV 150A |  | 20 | 554.4 |  | 0.15 | 0.15 | 0.15 |  | 1314.9 |  |  | 46.856
APP SV 150A | APP SV 150A | APP SV 150A |  | 30 | 554.4 |  | 0.15 | 0.15 | 0.15 |  | 1314.9 |  |  | 46.856
APP SV 150A | APP SV 150A | APP SV 150A |  | 50 | 554.4 |  | 0.15 | 0.15 | 0.15 |  | 1314.9 |  |  | 46.856
APP SV 150A | APP SV 150A | APP SV 150A |  | 75 | 554.4 |  | 0.15 | 0.15 | 0.15 |  | 1314.9 |  |  | 46.856
APP SV 150A | APP SV 150A | APP SV 150A |  | 100 | 554.4 |  | 0.15 | 0.15 | 0.15 |  | 1314.9 |  |  | 46.856
APP SV 150A | APP SV 150A | APP SV 150A |  | 150 | 554.4 |  | 0.15 | 0.15 | 0.15 |  | 1314.9 |  |  | 46.856
APP SV 150A | APP SV 150A | APP SV 150A |  | 200 | 554.4 |  | 0.15 | 0.15 | 0.15 |  | 1314.9 |  |  | 46.856
APP SV 150A | APP SV 150A | APP SV 150A |  | 300 | 554.4 |  | 0.15 | 0.15 | 0.15 |  | 1314.9 |  |  | 46.856
APP SV 150A | APP SV 150A | APP SV 150A |  | 400 | 554.4 |  | 0.15 | 0.15 | 0.15 |  | 1314.9 |  |  | 46.856
APP SV 150A | APP SV 150A | APP SV 250A |  | 500 | 601.2 |  | 0.15 | 0.15 | 0.15 |  | 1314.9 |  |  | 46.856
APP SV 150A | APP SV 150A | Clarke HSEC |  | 600 | 657.58 |  | 0.15 | 0.15 | 0.665 |  | 1314.9 |  |  | 46.856
Clarke HSEC | APP SV 150A | Clarke SWP900A |  | 800 | 747.58 |  | 0.665 | 0.15 | 1.1 |  | 5829.39 |  |  | 207.7281
Clarke HSEC | APP SV 150A | DAB Feka |  | 1000 | 789.72 |  | 0.665 | 0.15 | 0.9 |  | 5829.39 |  |  | 207.7281
[7 empty] | 5-600 |  |  | 800 - 100
[7 empty] | Discout Rate |  |  | Discout Rate
APP SV 150A | 184.8 |  |  |  |  | t | 0 | 0.035 | 0.06 | 0 | 0.035 | 0.06
Clarke HSEC 650A | 274.8 |  |  |  |  | 1 | 46.856 | 45.2715 | 44.2037 | 207.7281 | 200.7034 | 195.9699
DAB Feka | 330.12 |  |  |  |  | 2 | 46.856 | 43.7405 | 41.7016 | 207.7281 | 193.9164 | 184.8772
APP SV 250A | 231.6 |  |  |  |  | 3 | 46.856 | 42.2614 | 39.3412 | 207.7281 | 187.3588 | 174.4125
Clarke SWP900A | 287.98 |  |  |  |  | 4 | 46.856 | 40.8323 | 37.1143 | 207.7281 | 181.023 | 164.5401
[6 empty] | 5 | 46.856 | 39.4515 | 35.0135 | 207.7281 | 174.9015 | 155.2265
[6 empty] | 6 | 46.856 | 38.1174 | 33.0316 | 207.7281 | 168.9869 | 146.4401
[6 empty] | 7 | 46.856 | 36.8284 | 31.1619 | 207.7281 | 163.2724 | 138.151
[6 empty] | 8 | 46.856 | 35.583 | 29.398 | 207.7281 | 157.7511 | 130.3312
[6 empty] | 9 | 46.856 | 34.3797 | 27.734 | 207.7281 | 152.4165 | 122.9539
[6 empty] | 10 | 46.856 | 33.2171 | 26.1641 | 207.7281 | 147.2623 | 115.9943
[6 empty] | 11 | 46.856 | 32.0938 | 24.6831 | 207.7281 | 142.2825 | 109.4286
[6 empty] | 12 | 46.856 | 31.0085 | 23.286 | 207.7281 | 137.471 | 103.2345
[6 empty] | 13 | 46.856 | 29.9599 | 21.9679 | 207.7281 | 132.8222 | 97.391
[6 empty] | 14 | 46.856 | 28.9468 | 20.7244 | 207.7281 | 128.3306 | 91.8783
[6 empty] | 15 | 46.856 | 27.9679 | 19.5514 | 207.7281 | 123.9909 | 86.6777
[6 empty] | 16 | 46.856 | 27.0221 | 18.4447 | 207.7281 | 119.798 | 81.7714
[6 empty] | 17 | 46.856 | 26.1083 | 17.4006 | 207.7281 | 115.7469 | 77.1428
[6 empty] | 18 | 46.856 | 25.2254 | 16.4157 | 207.7281 | 111.8327 | 72.7762
[6 empty] | 19 | 46.856 | 24.3724 | 15.4865 | 207.7281 | 108.0509 | 68.6568
[6 empty] | 20 | 46.856 | 23.5482 | 14.6099 | 207.7281 | 104.397 | 64.7706
[6 empty] | 21 | 46.856 | 22.7519 | 13.7829 | 207.7281 | 100.8667 | 61.1043
[6 empty] | 22 | 46.856 | 21.9825 | 13.0028 | 207.7281 | 97.4558 | 57.6456
[6 empty] | 23 | 46.856 | 21.2391 | 12.2668 | 207.7281 | 94.1602 | 54.3826
[6 empty] | 24 | 46.856 | 20.5209 | 11.5724 | 207.7281 | 90.976 | 51.3044
[6 empty] | 25 | 46.856 | 19.827 | 10.9174 | 207.7281 | 87.8995 | 48.4004
[6 empty] | 26 | 46.856 | 19.1565 | 10.2994 | 207.7281 | 84.9271 | 45.6607
[6 empty] | 27 | 46.856 | 18.5087 | 9.7164 | 207.7281 | 82.0551 | 43.0761
[6 empty] | 28 | 46.856 | 17.8828 | 9.1664 | 207.7281 | 79.2803 | 40.6379
[6 empty] | 29 | 46.856 | 17.278 | 8.6476 | 207.7281 | 76.5993 | 38.3376
[6 empty] | 30 | 46.856 | 16.6938 | 8.1581 | 207.7281 | 74.009 | 36.1676
Operational Cost
[7 empty] | 1405.6787 | 861.7769 | 644.9643 | 6231.8421 | 3820.5441 | 2859.3418

## nth (hidden)
[8 empty] | 13779.4555 | 15723.9826 | 21360.129 | 24451.0848 | 30215.0283 | 42847.4631 | 50599.9271 | 63871.6123 | 82244.822 | 115449.6055 | 152729.295 | 183303.022 | 212920.2522 | 261455.7277 | 291298.0394
| STS |  |  |  | EST | VF |  | 11645.0572 | 14758.3638 | 20606.6854 | 26711.7345 | 38730.1211 | 53395.2588 | 67931.9399 | 116685.5185 | 151365.4062 | 222846.7646 | 294328.1229 | 362303.785 | 436401.7797 | 509490.5989 | 584365.6514
5 | 8982.192 | 27865.0569 | 13013.0949 | 15147.4932 | 1368.0377 | 11645.0572 | 13779.4555
10 | 10927.6119 | 31626.1018 | 16498.416 | 17464.0347 | 1740.0521 | 14758.3638 | 15723.9826
20 | 12717.5734 | 37748.148 | 23733.9135 | 24487.357 | 3127.228 | 20606.6854 | 21360.129
30 | 15643.7471 | 57746.8379 | 30744.4441 | 28483.7945 | 4032.7097 | 26711.7345 | 24451.0848
50 | 22632.4333 | 73052.0693 | 44550.851 | 36035.7582 | 5820.7298 | 38730.1211 | 30215.0283
75 | 33584.3729 | 90331.5643 | 61893.6988 | 51345.9031 | 8498.44 | 53395.2588 | 42847.4631
100 | 46005.1373 | 107962.3009 | 78629.4446 | 61297.4319 | 10697.5048 | 67931.9399 | 50599.9271
150 | 62581.5916 | 116389.7808 | 125088.4382 | 72274.532 | 8402.9197 | 116685.5185 | 63871.6123
200 | 91449.9776 | 121220.1397 | 171257.0128 | 102136.4286 | 19891.6066 | 151365.4062 | 82244.822
300 | 136222.5234 | 181830.2096 | 251879.363 | 144482.2039 | 29032.5984 | 222846.7646 | 115449.6055
400 | 177012.8004 | 267751.588 | 332009.3219 | 190410.494 | 37681.199 | 294328.1229 | 152729.295
500 | 227509.4204 | 328361.6579 | 409080.9152 | 230080.1522 | 46777.1302 | 362303.785 | 183303.022
600 | 269508.8763 | 388971.7277 | 491797.4621 | 268315.9346 | 55395.6824 | 436401.7797 | 212920.2522
800 | 351361.8111 | 510191.8674 | 582561.8854 | 334527.0142 | 73071.2865 | 509490.5989 | 261455.7277
1000 | 438568.5322 | 748103.6668 | 675087.6961 | 382020.0841 | 90722.0447 | 584365.6514 | 291298.0394
n | 0.8023 | 0.6085 | 0.8156 | 0.6559
0.71429

## STS Summary (hidden)
|  |  |  | British Standard | [9 empty] | British Standard
|  |  |  | Size (PE) | Ground Conditions | Design | Desludge Interval (months) | Soil Perpulaction | Tank Cost (£) | Field Cost (£) | Fence Cost (£) | Operational (25 years) (£) | Total Costs (£) | Size (PE) | Ground Conditions | Design | Desludge Interval (months) | Soil Perpulaction | Tank Cost (£) | Field Cost (£) | Operational (1 year) (£) | Total Costs (£) | [13 empty] | Soil Summary
'Septic Tank - British - Det' | H | 170 | 'Septic Tank - British - Det'H170 | 5 | Dry | Onion |  |  | 1029.4721 |  |  |  |  | 5 | Dry | Onion |  |  | 1029.4721 | [16 empty] | Glendell 2021
| I |  |  |  | Wet | Onion |  |  | 1211.1006 | [5 empty] | Wet | Onion |  |  | 1211.1006 | [18 empty] | Hydraulic Conductivity (m/h) | Permeability rate cm hr-1 | Risk Rating | Kfs (m/d) | Vp
| J |  |  |  | Dry | Shallow Dig |  |  | 1106.9733 | [26 empty] | Gravel |  | >100 | >5 | 5
| K |  |  |  | Wet | Shallow Dig |  |  | 1376.9565 | [26 empty] | Sand |  | 63.36 | 5 | 4 | 2.64 | Out of bounds
| N | [5 empty] | 3 |  |  |  |  | 19350 |  |  |  |  | 3 | [18 empty] | Sandy Loam |  | 12.49 | 2.5 | 2 | 0.52042 | 40
| O | [5 empty] | 6 |  |  |  |  | 9675 |  |  |  |  | 6 | [18 empty] | Loam |  | 2.5 | 1.3 | 1 | 0.10417 | 200
| P | [5 empty] | 12 |  |  |  |  | 4837.5 |  |  |  |  | 12 | [18 empty] | Clay Loam |  | 0.882 | 0.8 | 1 | 0.03675
| Q | [5 empty] | 18 |  |  |  |  | 3096 |  |  |  |  | 18 | [18 empty] | Silty Clay |  | 0.371 | 0.25 | 4 | 0.015458
| R |  | #N/A |  |  |  | 24 |  |  |  |  | 2322 |  |  |  |  | 24 | [5 empty] | Capital Cost | [12 empty] | Heavy Clay, Clay |  | >0.3 | 0.05 | 5
| S | [5 empty] | 48 |  |  |  |  | 1161 |  |  |  |  | 48
[7 empty] | 84 |  |  |  |  | 580.5 |  |  |  |  | 84 | [5 empty] | Dry Vp | Wet VP |  |  |  |  | Average | Low | High |  |  |  |  | Approximated |  |  | very rough
[8 empty] | 12 |  | 312.1432 | 2894.6719 | [6 empty] | 15 |  | 312.1432 |  |  | 1341.6152 | 1523.2437 |  |  |  | 5 | 2014.8732 | 1341.6152 | 2709.7031 |  |  | Sandy Soil | 428.9914
[8 empty] | 20 |  | 420.0031 | 2962.9514 | [6 empty] | 20 |  | 420.0031 |  |  | 1449.4752 | 1631.1037 |  |  |  | 10 | 3366.0863 | 2307.5851 | 4395.313 |  |  | Loamy | 891.8904
[8 empty] | 30 |  | 554.828 | 3365.7882 | [6 empty] | 30 |  | 554.828 |  |  | 1584.3001 | 1765.9286 |  |  |  | 20 | 5504.3471 | 3520.4317 | 7567.9904 |  |  | Clay like | 1363.7776 | 15 - 30 | Sandy Soil
[8 empty] | 40 |  | 689.653 | 3768.625 | [6 empty] | 40 |  | 689.653 |  |  | 1719.125 | 1900.7535 |  |  |  | 30 | 8494.5869 | 5906.8167 | 11331.766 |  |  |  |  | 40 - 70 | Loamy
[8 empty] | 50 |  | 824.4779 | 4171.4617 | [6 empty] | 50 |  | 824.4779 |  |  | 1853.95 | 2035.5784 |  |  |  | 50 | 11651.2781 | 7084.6051 | 16624.9078 |  |  |  |  | 80 -100 | Clay like
[8 empty] | 60 |  | 959.3028 | 4574.2985 | [6 empty] | 60 |  | 959.3028 |  |  | 1988.7749 | 2170.4034 |  |  |  | 75 | 17677.9403 | 10712.7725 | 25207.4468
[8 empty] | 70 |  | 1094.1277 | 4977.1353 | [6 empty] | 70 |  | 1094.1277 |  |  | 2123.5998 | 2305.2283 |  |  |  | 100 | 27275.9121 | 19806.2259 | 35492.0725
[8 empty] | 80 |  | 1228.9527 | 5379.9721 | [6 empty] | 80 |  | 1228.9527 |  |  | 2258.4247 | 2440.0532 |  |  |  | 150 | 36226.7181 | 25675.2146 | 47883.8626
[8 empty] | 90 |  | 1363.7776 | 5782.8088 | [6 empty] | 90 |  | 1363.7776 |  |  | 2393.2497 | 2574.8782 |  |  |  | 200 | 43981.1272 | 30369.5725 | 59046.5762
[8 empty] | 100 |  | 1498.6025 | 6185.6456 | [6 empty] | 100 |  | 1498.6025 |  |  | 2528.0746 | 2709.7031 | Average | Low | High | 300 | 70353.0348 | 50893.8202 | 91962.6501
[25 empty] | 2014.8732 | 1341.6152 | 2709.7031 | 400 | 89556.2196 | 64067.7167 | 117891.6297
|  |  |  | 10 | Dry | Onion |  |  | 1598.0039 |  |  |  |  | 10 | Dry |  |  |  | 1752.757 | [8 empty] | 500 | 118284.1189 | 86947.9562 | 153163.6953
[5 empty] | Dry | Shallow Dig |  |  | 1841.4601 | [5 empty] | Wet |  |  |  | 2058.4311 | [8 empty] | 600 | 138605.6682 | 101331.0315 | 180120.2252
[5 empty] | Wet | Shallow Dig |  |  | 2669.5107 | [18 empty] | 800 | 177102.79 | 127951.2052 | 231887.3082
[7 empty] | 3 |  |  |  |  | 19350 |  |  |  |  | 3 | [10 empty] | 1000 | 220953.6981 | 159925.1652 | 289008.1774
[7 empty] | 6 |  |  |  |  | 9675 |  |  |  |  | 6
[7 empty] | 12 |  |  |  |  | 4837.5 |  |  |  |  | 12
[7 empty] | 18 |  |  |  |  | 3096 |  |  |  |  | 18 | [11 empty] | Average | Low | High
[7 empty] | 24 |  |  |  |  | 2322 |  |  |  |  | 24 | [10 empty] | 5 | 402.9746 | 268.323 | 541.9406 | 134.6516 | 138.966
[7 empty] | 48 |  |  |  |  | 1161 |  |  |  |  | 48 | [10 empty] | 10 | 336.6086 | 230.7585 | 439.5313 | 105.8501 | 102.9227
[7 empty] | 84 |  |  |  |  | 580.5 |  |  |  |  | 84 | [5 empty] | Dry Vp | Wet VP |  |  |  | 20 | 275.2174 | 176.0216 | 378.3995 | 99.1958 | 103.1822
[8 empty] | 12 |  | 554.828 | 3358.736 | [6 empty] | 15 |  | 554.828 |  |  | 2307.5851 | 2613.2591 |  |  |  | 30 | 283.1529 | 196.8939 | 377.7255 | 86.259 | 94.5726 | Sandy Soil | 734.5946
[8 empty] | 20 |  | 689.653 | 3759.8387 | [6 empty] | 20 |  | 689.653 |  |  | 2442.41 | 2748.084 |  |  |  | 50 | 233.0256 | 141.6921 | 332.4982 | 91.3335 | 99.4726 | Loamy | 1488.9757
[8 empty] | 30 |  | 959.3028 | 4562.0439 | [6 empty] | 30 |  | 959.3028 |  |  | 2712.0599 | 3017.7339 |  |  |  | 75 | 235.7059 | 142.837 | 336.0993 | 92.8689 | 100.3934 | Clay like | 2148.4121
[8 empty] | 40 |  | 1228.9527 | 5364.2492 | [6 empty] | 40 |  | 1228.9527 |  |  | 2981.7097 | 3287.3837 |  |  |  | 100 | 272.7591 | 198.0623 | 354.9207 | 74.6969 | 82.1616
[8 empty] | 50 |  | 1369.4737 | 5504.7702 | [6 empty] | 50 |  | 1369.4737 |  |  | 3122.2307 | 3427.9048 |  |  |  | 150 | 241.5115 | 171.1681 | 319.2258 | 70.3434 | 77.7143 | [9 empty] | This is from
[8 empty] | 60 |  | 1598.2624 | 5999.8367 | [6 empty] | 60 |  | 1598.2624 |  |  | 3351.0195 | 3656.6935 |  |  |  | 200 | 219.9056 | 151.8479 | 295.2329 | 68.0578 | 75.3272 | [9 empty] | Mulqueen and Rodgers
[8 empty] | 70 |  | 1759.214 | 6160.7882 | [6 empty] | 70 |  | 1759.214 |  |  | 3511.971 | 3817.6451 |  |  |  | 300 | 234.5101 | 169.6461 | 306.5422 | 64.864 | 72.0321
[8 empty] | 80 |  | 1967.5722 | 6635.4242 | [6 empty] | 80 |  | 1967.5722 |  |  | 3720.3292 | 4026.0033 |  |  |  | 400 | 223.8905 | 160.1693 | 294.7291 | 63.7213 | 70.8385
[8 empty] | 90 |  | 2140.7821 | 6808.634 | [6 empty] | 90 |  | 2140.7821 |  |  | 3893.5391 | 4199.2132 |  |  |  | 500 | 236.5682 | 173.8959 | 306.3274 | 62.6723 | 69.7592
[8 empty] | 100 |  | 2336.882 | 7271.0116 | [6 empty] | 100 |  | 2336.882 |  |  | 4089.639 | 4395.313 | Average | Low | High | 600 | 231.0094 | 168.8851 | 300.2004 | 62.1244 | 69.1909
[25 empty] | 3366.0863 | 2307.5851 | 4395.313 | 800 | 221.3785 | 159.939 | 289.8591 | 61.4395 | 68.4806
|  |  |  | 20 | Dry | Shallow Dig |  |  | 2706.2527 |  |  |  |  | 20 | Dry |  |  |  | 2561.1289 | [8 empty] | 1000 | 220.9537 | 159.9252 | 289.0082 | 61.0285 | 68.0545
[5 empty] | Wet | Shallow Dig |  |  | 3017.2657 | [5 empty] | Wet |  |  |  | 3384.5596
[7 empty] | 3 |  |  |  |  | 19350 |  |  |  |  | 3
[7 empty] | 6 |  |  |  |  | 9675 |  |  |  |  | 6
[7 empty] | 12 |  |  |  |  | 4837.5 |  |  |  |  | 12
[7 empty] | 18 |  |  |  |  | 3096 |  |  |  |  | 18
[7 empty] | 24 |  |  |  |  | 2322 |  |  |  |  | 24
[7 empty] | 48 |  |  |  |  | 1161 |  |  |  |  | 48
[7 empty] | 84 |  |  |  |  | 580.5 |  |  |  |  | 84 | [5 empty] | Dry Vp | Wet VP
[8 empty] | 12 |  | 959.3028 | 4828.3216 | [6 empty] | 15 |  | 959.3028 |  |  | 3520.4317 | 4343.8625 | [9 empty] | Sandy Soil | 1262.1726
[8 empty] | 20 |  | 1228.9527 | 5630.5269 | [6 empty] | 20 |  | 1228.9527 |  |  | 3790.0815 | 4613.5123 | [9 empty] | Loamy | 2521.5368
[8 empty] | 30 |  | 1598.2624 | 6266.1144 | [6 empty] | 30 |  | 1598.2624 |  |  | 4159.3913 | 4982.8221 | [9 empty] | Clay like | 3814.121
[8 empty] | 40 |  | 1967.5722 | 6901.7019 | [6 empty] | 40 |  | 1967.5722 |  |  | 4528.7011 | 5352.1318
[8 empty] | 50 |  | 2336.882 | 7537.2893 | [6 empty] | 50 |  | 2336.882 |  |  | 4898.0108 | 5721.4416
[8 empty] | 60 |  | 2706.1917 | 8172.8768 | [6 empty] | 60 |  | 2706.1917 |  |  | 5267.3206 | 6090.7514
[8 empty] | 70 |  | 3075.5015 | 8808.4643 | [6 empty] | 70 |  | 3075.5015 |  |  | 5636.6304 | 6460.0611
[8 empty] | 80 |  | 3444.8113 | 9444.0518 | [6 empty] | 80 |  | 3444.8113 |  |  | 6005.9401 | 6829.3709
[8 empty] | 90 |  | 3814.121 | 10079.6393 | [6 empty] | 90 |  | 3814.121 |  |  | 6375.2499 | 7198.6807
[8 empty] | 100 |  | 4183.4308 | 10715.2267 | [6 empty] | 100 |  | 4183.4308 |  |  | 6744.5597 | 7567.9904 | Average | Low | High
|  |  |  | 30 | Dry | Shallow Dig |  |  | 3275.7504 |  |  |  |  | 30 | Dry |  |  |  | 4543.0391 | [5 empty] | 5504.3471 | 3520.4317 | 7567.9904
[5 empty] | Wet | Shallow Dig |  |  | 3799.9024 | [5 empty] | Wet |  |  |  | 5301.7864
19350
9675
4837.5
3096
2322
1161
[12 empty] | 580.5 | [10 empty] | Dry Vp | Wet VP
[8 empty] | 12 |  | 1363.7776 | 5765.3518 | [6 empty] | 15 |  | 1363.7776 |  |  | 5906.8167 | 6665.564 | [9 empty] | Sandy Soil | 1700.9407
[8 empty] | 20 |  | 1598.2624 | 5999.8367 | [6 empty] | 20 |  | 1598.2624 |  |  | 6141.3015 | 6900.0489 | [9 empty] | Loamy | 3542.6994
[8 empty] | 30 |  | 2140.7821 | 7074.9118 | [6 empty] | 30 |  | 2140.7821 |  |  | 6683.8212 | 7442.5685 | [9 empty] | Clay like | 5482.7071
[8 empty] | 40 |  | 2706.1917 | 7906.5991 | [6 empty] | 40 |  | 2706.1917 |  |  | 7249.2308 | 8007.9782
[8 empty] | 50 |  | 3267.0989 | 9000.0617 | [6 empty] | 50 |  | 3267.0989 |  |  | 7810.138 | 8568.8853
[8 empty] | 60 |  | 3814.121 | 9813.3615 | [6 empty] | 60 |  | 3814.121 |  |  | 8357.1601 | 9115.9075
[8 empty] | 70 |  | 4383.3861 | 10648.9043 | [6 empty] | 70 |  | 4383.3861 |  |  | 8926.4252 | 9685.1726
[8 empty] | 80 |  | 4922.0503 | 11453.8463 | [6 empty] | 80 |  | 4922.0503 |  |  | 9465.0894 | 10223.8368
[8 empty] | 90 |  | 5496.0914 | 12560.4427 | [6 empty] | 90 |  | 5496.0914 |  |  | 10039.1305 | 10797.8778
[8 empty] | 100 |  | 6029.9796 | 13360.6087 | [6 empty] | 100 |  | 6029.9796 |  |  | 10573.0187 | 11331.766 | Average | Low | High
|  |  |  | 50 | Dry | Shallow Dig |  |  | 4630.7321 |  |  |  |  | 50 | Dry |  |  |  | 5143.1595 | [5 empty] | 8494.5869 | 5906.8167 | 11331.766
[5 empty] | Wet | Shallow Dig |  |  | 6143.8685 | [5 empty] | Wet |  |  |  | 6901.8305
[7 empty] | 3 |  |  |  |  | 51770 |  |  |  |  | 3
[7 empty] | 6 |  |  |  |  | 25885 |  |  |  |  | 6
[7 empty] | 12 |  |  |  |  | 12942.5 |  |  |  |  | 12
[7 empty] | 18 |  |  |  |  | 8283.2 |  |  |  |  | 18
[7 empty] | 24 |  |  |  |  | 6212.4 |  |  |  |  | 24
[7 empty] | 48 |  |  |  |  | 3106.2 |  |  |  |  | 48
[7 empty] | 84 |  |  |  |  | 1553.1 |  |  |  |  | 84 | [5 empty] | Dry Vp | Wet VP
[8 empty] | 12 |  | 1941.4456 | 7141.853 | [6 empty] | 15 |  | 1941.4456 |  |  | 7084.6051 | 8843.2761 | [9 empty] | Sandy Soil | 2515.1421
[8 empty] | 20 |  | 2336.882 | 7537.2893 | [6 empty] | 20 |  | 2336.882 |  |  | 7480.0415 | 9238.7125 | [9 empty] | Loamy | 5579.0167
[8 empty] | 30 |  | 3267.0989 | 9000.0617 | [6 empty] | 30 |  | 3267.0989 |  |  | 8410.2584 | 10168.9294 | [9 empty] | Clay like | 8808.7791
[8 empty] | 40 |  | 4183.4308 | 10715.2267 | [6 empty] | 40 |  | 4183.4308 |  |  | 9326.5903 | 11085.2613
[8 empty] | 50 |  | 5125.4345 | 12189.7859 | [6 empty] | 50 |  | 5125.4345 |  |  | 10268.5941 | 12027.2651
[8 empty] | 60 |  | 6029.9796 | 13626.8864 | [6 empty] | 60 |  | 6029.9796 |  |  | 11173.1391 | 12931.8101
[8 empty] | 70 |  | 6977.222 | 15372.9619 | [6 empty] | 70 |  | 6977.222 |  |  | 12120.3815 | 13879.0525
[8 empty] | 80 |  | 7876.5284 | 16804.8238 | [6 empty] | 80 |  | 7876.5284 |  |  | 13019.688 | 14778.359
[8 empty] | 90 |  | 8826.7317 | 18287.5825 | [6 empty] | 90 |  | 8826.7317 |  |  | 13969.8913 | 15728.5623
[8 empty] | 100 |  | 9723.0773 | 19716.4835 | [6 empty] | 100 |  | 9723.0773 |  |  | 14866.2368 | 16624.9078 | Average | Low | High
|  |  |  | 75 | Dry | Shallow Dig |  |  | 5143.1595 |  |  |  |  | 75 | Dry |  |  |  | 8130.7656 | [5 empty] | 11651.2781 | 7084.6051 | 16624.9078
[5 empty] | Wet | Shallow Dig |  |  | 6901.8305 | [5 empty] | Wet |  |  |  | 10836.861
[7 empty] | 3 |  |  |  |  | 51770 |  |  |  |  | 3
[7 empty] | 6 |  |  |  |  | 25885 |  |  |  |  | 6
[7 empty] | 12 |  |  |  |  | 12942.5 |  |  |  |  | 12
[7 empty] | 18 |  |  |  |  | 8283.2 |  |  |  |  | 18
[7 empty] | 24 |  |  |  |  | 6212.4 |  |  |  |  | 24
[7 empty] | 48 |  |  |  |  | 3106.2 |  |  |  |  | 48
[7 empty] | 84 |  |  |  |  | 1553.1 |  |  |  |  | 84 | [5 empty] | Dry Vp | Wet VP
[8 empty] | 12 |  | 2582.0068 | 8048.6919 | [6 empty] | 15 |  | 2582.0068 |  |  | 10712.7725 | 13418.8678 | [9 empty] | Sandy Soil | 3506.6368
[8 empty] | 20 |  | 3267.0989 | 9266.3394 | [6 empty] | 20 |  | 3267.0989 |  |  | 11397.8645 | 14103.9598 | [9 empty] | Loamy | 8127.8554
[8 empty] | 30 |  | 4670.8046 | 11468.8783 | [6 empty] | 30 |  | 4670.8046 |  |  | 12801.5703 | 15507.6656 | [9 empty] | Clay like | 12969.9795
[8 empty] | 40 |  | 6029.9796 | 13626.8864 | [6 empty] | 40 |  | 6029.9796 |  |  | 14160.7452 | 16866.8406
[8 empty] | 50 |  | 7427.2336 | 16089.2513 | [6 empty] | 50 |  | 7427.2336 |  |  | 15557.9993 | 18264.0946
[8 empty] | 60 |  | 8826.7317 | 18287.5825 | [6 empty] | 60 |  | 8826.7317 |  |  | 16957.4974 | 19663.5927
[8 empty] | 70 |  | 10227.4766 | 20753.4382 | [6 empty] | 70 |  | 10227.4766 |  |  | 18358.2422 | 21064.3375
[8 empty] | 80 |  | 11569.6261 | 22894.4208 | [6 empty] | 80 |  | 11569.6261 |  |  | 19700.3917 | 22406.487
[8 empty] | 90 |  | 12969.7265 | 25093.3544 | [6 empty] | 90 |  | 12969.7265 |  |  | 21100.4921 | 23806.5874
[8 empty] | 100 |  | 14370.5859 | 27559.3246 | [6 empty] | 100 |  | 14370.5859 |  |  | 22501.3515 | 25207.4468 | Average | Low | High
|  |  |  | 100 | Dry | Shallow Dig |  |  | 8130.7656 |  |  |  |  | 100 | Dry | [9 empty] | 17677.9403 | 10712.7725 | 25207.4468
[5 empty] | Wet | Shallow Dig |  |  | 9930.5156 | [5 empty] | Wet |  |  |  | 16536.2512
[7 empty] | 3 |  |  |  |  | 66050 |  |  |  |  | 3
[7 empty] | 6 |  |  |  |  | 33025 |  |  |  |  | 6
[7 empty] | 12 |  |  |  |  | 16512.5 |  |  |  |  | 12
[7 empty] | 18 |  |  |  |  | 10568 |  |  |  |  | 18
[7 empty] | 24 |  |  |  |  | 7926 |  |  |  |  | 24
[7 empty] | 48 |  |  |  |  | 3963 |  |  |  |  | 48
[7 empty] | 84 |  |  |  |  | 1981.5 |  |  |  |  | 84 | [5 empty] | Dry Vp | Wet VP
[8 empty] | 12 |  | 3269.9747 | 9269.2152 | [6 empty] | 15 |  | 3269.9747 |  |  | 19806.2259 | 19806.2259 | [9 empty] | Sandy Soil | 4494.4617
[8 empty] | 20 |  | 4183.4308 | 10715.2267 | [6 empty] | 20 |  | 4183.4308 |  |  | 20719.682 | 20719.682 | [9 empty] | Loamy | 10646.3517
[8 empty] | 30 |  | 6029.9796 | 13626.8864 | [6 empty] | 30 |  | 6029.9796 |  |  | 22566.2308 | 22566.2308 | [9 empty] | Clay like | 17109.2725
[8 empty] | 40 |  | 7876.5284 | 16804.8238 | [6 empty] | 40 |  | 7876.5284 |  |  | 24412.7796 | 24412.7796
[8 empty] | 50 |  | 9723.0773 | 19716.4835 | [6 empty] | 50 |  | 9723.0773 |  |  | 26259.3284 | 26259.3284
[8 empty] | 60 |  | 11569.6261 | 22894.4208 | [6 empty] | 60 |  | 11569.6261 |  |  | 28105.8772 | 28105.8772
[8 empty] | 70 |  | 13416.1749 | 25806.0805 | [6 empty] | 70 |  | 13416.1749 |  |  | 29952.4261 | 29952.4261
[8 empty] | 80 |  | 15262.7237 | 28984.0179 | [6 empty] | 80 |  | 15262.7237 |  |  | 31798.9749 | 31798.9749
[8 empty] | 90 |  | 17109.2725 | 31895.6776 | [6 empty] | 90 |  | 17109.2725 |  |  | 33645.5237 | 33645.5237
[8 empty] | 100 |  | 18955.8214 | 35073.615 | [6 empty] | 100 |  | 18955.8214 |  |  | 35492.0725 | 35492.0725 | Average | Low | High
[14 empty] | 150 | Dry | [9 empty] | 27275.9121 | 19806.2259 | 35492.0725
[15 empty] | Wet |  |  |  | 20929.5384
3
6
12
18
24
48
[17 empty] | 84 | [5 empty] | Dry Vp | Wet VP
[18 empty] | 15 |  | 4745.6763 |  |  | 25675.2146 | 25675.2146 | [9 empty] | Sandy Soil | 6445.4976
[18 empty] | 20 |  | 5984.8139 |  |  | 26914.3522 | 26914.3522 | [9 empty] | Loamy | 15158.9747
[18 empty] | 30 |  | 8606.0027 |  |  | 29535.541 | 29535.541 | [9 empty] | Clay like | 24333.1354
[18 empty] | 40 |  | 11227.1915 |  |  | 32156.7298 | 32156.7298
[18 empty] | 50 |  | 13848.3803 |  |  | 34777.9186 | 34777.9186
[18 empty] | 60 |  | 16469.569 |  |  | 37399.1074 | 37399.1074
[18 empty] | 70 |  | 19090.7578 |  |  | 40020.2962 | 40020.2962
[18 empty] | 80 |  | 21711.9466 |  |  | 42641.485 | 42641.485
[18 empty] | 90 |  | 24333.1354 |  |  | 45262.6738 | 45262.6738
[18 empty] | 100 |  | 26954.3242 |  |  | 47883.8626 | 47883.8626 | Average | Low | High
[14 empty] | 200 | Dry |  |  |  | 24194.2071 | [5 empty] | 36226.7181 | 25675.2146 | 47883.8626
[15 empty] | Wet |  |  |  | 24375.8356
3
6
12
18
24
48
[17 empty] | 84 | [5 empty] | Dry Vp | Wet VP
[18 empty] | 15 |  | 6175.3654 |  |  | 30369.5725 | 30551.2009 | [9 empty] | Sandy Soil | 8331.8694
[18 empty] | 20 |  | 7726.0801 |  |  | 31920.2872 | 32101.9157 | [9 empty] | Loamy | 19514.3691
[18 empty] | 30 |  | 11094.1627 |  |  | 35288.3698 | 35469.9983 | [9 empty] | Clay like | 31302.6581
[18 empty] | 40 |  | 14462.2453 |  |  | 38656.4524 | 38838.0808
[18 empty] | 50 |  | 17830.3278 |  |  | 42024.5349 | 42206.1634
[18 empty] | 60 |  | 21198.4104 |  |  | 45392.6175 | 45574.246
[18 empty] | 70 |  | 24566.493 |  |  | 48760.7 | 48942.3285
[18 empty] | 80 |  | 27934.5755 |  |  | 52128.7826 | 52310.4111
[18 empty] | 90 |  | 31302.6581 |  |  | 55496.8652 | 55678.4937
[18 empty] | 100 |  | 34670.7406 |  |  | 58864.9477 | 59046.5762 | Average | Low | High
[14 empty] | 300 | Dry | [9 empty] | 43981.1272 | 30369.5725 | 59046.5762
[15 empty] | Wet |  |  |  | 41859.0767
3
6
12
18
24
48
[17 empty] | 84 | [5 empty] | Dry Vp | Wet VP
[18 empty] | 15 |  | 9034.7435 |  |  | 50893.8202 | 50893.8202 | [9 empty] | Sandy Soil | 12104.613
[18 empty] | 20 |  | 11208.6127 |  |  | 53067.6894 | 53067.6894 | [9 empty] | Loamy | 28225.158
[18 empty] | 30 |  | 16070.4828 |  |  | 57929.5595 | 57929.5595 | [9 empty] | Clay like | 45241.7033
[18 empty] | 40 |  | 20932.3529 |  |  | 62791.4296 | 62791.4296
[18 empty] | 50 |  | 25794.223 |  |  | 67653.2997 | 67653.2997
[18 empty] | 60 |  | 30656.0931 |  |  | 72515.1698 | 72515.1698
[18 empty] | 70 |  | 35517.9632 |  |  | 77377.0399 | 77377.0399
[18 empty] | 80 |  | 40379.8332 |  |  | 82238.91 | 82238.91
[18 empty] | 90 |  | 45241.7033 |  |  | 87100.78 | 87100.78
[18 empty] | 100 |  | 50103.5734 |  |  | 91962.6501 | 91962.6501 | Average | Low | High
[14 empty] | 400 | Dry |  |  |  | 52173.595 | [5 empty] | 70353.0348 | 50893.8202 | 91962.6501
[15 empty] | Wet |  |  |  | 52355.2235
3
6
12
18
24
48
[17 empty] | 84 | [5 empty] | Dry Vp | Wet VP
[18 empty] | 15 |  | 11894.1217 |  |  | 64067.7167 | 64249.3452 | [9 empty] | Sandy Soil | 15877.3566
[18 empty] | 20 |  | 14691.1453 |  |  | 66864.7403 | 67046.3688 | [9 empty] | Loamy | 36935.9469
[18 empty] | 30 |  | 21046.8029 |  |  | 73220.3979 | 73402.0264 | [9 empty] | Clay like | 59180.7486
[18 empty] | 40 |  | 27402.4605 |  |  | 79576.0555 | 79757.684
[18 empty] | 50 |  | 33758.1181 |  |  | 85931.7131 | 86113.3416
[18 empty] | 60 |  | 40113.7757 |  |  | 92287.3708 | 92468.9992
[18 empty] | 70 |  | 46469.4334 |  |  | 98643.0284 | 98824.6569
[18 empty] | 80 |  | 52825.091 |  |  | 104998.686 | 105180.3145
[18 empty] | 90 |  | 59180.7486 |  |  | 111354.3436 | 111535.9721
[18 empty] | 100 |  | 65536.4062 |  |  | 117710.0012 | 117891.6297 | Average | Low | High
[14 empty] | 500 | Dry | [9 empty] | 89556.2196 | 64067.7167 | 117891.6297
[15 empty] | Wet |  |  |  | 72194.4563
3
6
12
18
24
48
[17 empty] | 84 | [5 empty] | Dry Vp | Wet VP
[18 empty] | 15 |  | 14753.4999 |  |  | 86947.9562 | 86947.9562 | [9 empty] | Sandy Soil | 19650.1002
[18 empty] | 20 |  | 18173.6778 |  |  | 90368.1341 | 90368.1341 | [9 empty] | Loamy | 45646.7358
[18 empty] | 30 |  | 26023.123 |  |  | 98217.5793 | 98217.5793 | [9 empty] | Clay like | 73119.7939
[18 empty] | 40 |  | 33872.5681 |  |  | 106067.0244 | 106067.0244
[18 empty] | 50 |  | 41722.0133 |  |  | 113916.4696 | 113916.4696
[18 empty] | 60 |  | 49571.4584 |  |  | 121765.9147 | 121765.9147
[18 empty] | 70 |  | 57420.9036 |  |  | 129615.3599 | 129615.3599
[18 empty] | 80 |  | 65270.3487 |  |  | 137464.805 | 137464.805
[18 empty] | 90 |  | 73119.7939 |  |  | 145314.2502 | 145314.2502
[18 empty] | 100 |  | 80969.239 |  |  | 153163.6953 | 153163.6953 | Average | Low | High
[14 empty] | 600 | Dry | [9 empty] | 118284.1189 | 86947.9562 | 153163.6953
[15 empty] | Wet |  |  |  | 83718.1534
3
6
12
18
24
48
[17 empty] | 84 | [5 empty] | Dry Vp | Wet VP
[18 empty] | 15 |  | 17612.8781 |  |  | 101331.0315 | 101331.0315 | [9 empty] | Sandy Soil | 23422.8438
[18 empty] | 20 |  | 21656.2104 |  |  | 105374.3638 | 105374.3638 | [9 empty] | Loamy | 54357.5248
[18 empty] | 30 |  | 30999.4431 |  |  | 114717.5965 | 114717.5965 | [9 empty] | Clay like | 87058.8391
[18 empty] | 40 |  | 40342.6757 |  |  | 124060.8291 | 124060.8291
[18 empty] | 50 |  | 49685.9084 |  |  | 133404.0618 | 133404.0618
[18 empty] | 60 |  | 59029.1411 |  |  | 142747.2945 | 142747.2945
[18 empty] | 70 |  | 68372.3738 |  |  | 152090.5272 | 152090.5272
[18 empty] | 80 |  | 77715.6065 |  |  | 161433.7599 | 161433.7599
[18 empty] | 90 |  | 87058.8391 |  |  | 170776.9925 | 170776.9925
[18 empty] | 100 |  | 96402.0718 |  |  | 180120.2252 | 180120.2252 | Average | Low | High
[14 empty] | 800 | Dry | [9 empty] | 138605.6682 | 101331.0315 | 180120.2252
[15 empty] | Wet |  |  |  | 104619.5708
3
6
12
18
24
48
[17 empty] | 84 | [5 empty] | Dry Vp | Wet VP
[18 empty] | 15 |  | 23331.6344 |  |  | 127951.2052 | 127951.2052 | [9 empty] | Sandy Soil | 30968.3311
[18 empty] | 20 |  | 28621.2755 |  |  | 133240.8463 | 133240.8463 | [9 empty] | Loamy | 71779.1026
[18 empty] | 30 |  | 40952.0832 |  |  | 145571.654 | 145571.654 | [9 empty] | Clay like | 114936.9297
[18 empty] | 40 |  | 53282.891 |  |  | 157902.4617 | 157902.4617
[18 empty] | 50 |  | 65613.6987 |  |  | 170233.2695 | 170233.2695
[18 empty] | 60 |  | 77944.5065 |  |  | 182564.0772 | 182564.0772
[18 empty] | 70 |  | 90275.3142 |  |  | 194894.8849 | 194894.8849
[18 empty] | 80 |  | 102606.1219 |  |  | 207225.6927 | 207225.6927
[18 empty] | 90 |  | 114936.9297 |  |  | 219556.5004 | 219556.5004
[18 empty] | 100 |  | 127267.7374 |  |  | 231887.3082 | 231887.3082 | Average | Low | High
[14 empty] | 1000 | Dry | [9 empty] | 177102.79 | 127951.2052 | 231887.3082
[15 empty] | Wet |  |  |  | 130874.7744
3
6
12
18
24
48
[17 empty] | 84 | [5 empty] | Dry Vp | Wet VP
[18 empty] | 15 |  | 29050.3908 |  |  | 159925.1652 | 159925.1652 | [9 empty] | Sandy Soil | 38513.8183
[18 empty] | 20 |  | 35586.3406 |  |  | 166461.1151 | 166461.1151 | [9 empty] | Loamy | 89200.6804
[18 empty] | 30 |  | 50904.7234 |  |  | 181779.4979 | 181779.4979 | [9 empty] | Clay like | 142815.0202
[18 empty] | 40 |  | 66223.1062 |  |  | 197097.8807 | 197097.8807
[18 empty] | 50 |  | 81541.489 |  |  | 212416.2635 | 212416.2635
[18 empty] | 60 |  | 96859.8718 |  |  | 227734.6462 | 227734.6462
[18 empty] | 70 |  | 112178.2546 |  |  | 243053.029 | 243053.029
[18 empty] | 80 |  | 127496.6374 |  |  | 258371.4118 | 258371.4118
[18 empty] | 90 |  | 142815.0202 |  |  | 273689.7946 | 273689.7946
[18 empty] | 100 |  | 158133.403 |  |  | 289008.1774 | 289008.1774 | Average | Low | High
[25 empty] | 220953.6981 | 159925.1652 | 289008.1774

## SAF Summary (hidden)
PE | Ground Conditions | Desludge Interval (Days) | Desludge Interval (Days) | Tank Cost (£) | Fence Cost (£) | Operational Costs (£)
5 | D |  |  | 3542.3426 | 2005.3988 |  |  |  | Wet
| W |  |  | 4310.8568 | 2005.3988 |  |  | PE | Tank Cost (£) |  |  |  | PE
|  | 6 | 60.8333 |  |  | 1234.529 |  | 5 | 4310.8568 |  |  |  | 5 | 4310.8568
|  | 4 | 91.25 |  |  | 1192.7817 |  | 10 | 7798.8719 |  |  |  | 10 | 7798.8719
|  | 3 | 121.6667 |  |  | 1152.4461 |  | 20 | 13798.9867 |  |  |  | 20 | 13798.9867
|  | 2 | 182.5 |  |  | 1113.4745 |  | 30 | 17603.4687 |  |  |  | 30 | 17603.4687
|  | 1.5208 | 240 |  |  | 1075.8207 |  | 50 | 27289.7683 |  |  |  | 50 | 27289.7683
|  | 1 | 365 |  |  | 1039.4403 |  | 75 | 35779.1166 |  |  |  | 75 | 35779.1166
|  | 0.5 | 730 |  |  | 1004.2902 |  | 100 | 39998.994 |  |  |  | 100 | 39998.994
|  | 0.33333 | 1095 |  |  | 970.3287 |  | 150 |  | 11630.9368 | 20772.7102 | 59301.0448 | 150 | 85258.857
10 | D |  |  | 6562.7668 | 2271.3526 |  |  | 200 |  | 13073.4027 | 24415.2893 | 73676.4381 | 200 | 111703.1355
| W |  |  | 7798.8719 | 2271.3526 |  |  | 300 |  | 17437.865 | 32159.507 | 100043.6381 | 300 | 163091.2763
|  | 7.3 | 50 |  |  | 1272.1201 |  | 400 |  | 20107.5792 | 37772.6333 | 124295.5995 | 400 | 212348.3256
|  | 6 | 60.8333 |  |  | 1229.1016 |  | 500 |  | 22699.0801 | 43643.9231 | 147087.0231 | 500 | 261863.5386
|  | 4 | 91.25 |  |  | 1187.5378 |  | 600 |  | 25630.8846 | 50756.8686 | 168778.3001 | 600 | 312620.4072
|  | 3 | 121.6667 |  |  | 1147.3795 |  | 800 |  | 31071.5242 | 64486.1468 | 209692.4941 | 800 | 413637.5316
|  | 2 | 182.5 |  |  | 1108.5792 |  | 1000 |  | 35191.2912 | 76109.2054 | 248142.6924 | 1000 | 512548.4363
|  | 1.5208 | 240 |  |  | 1071.091
|  | 1 | 365 |  |  | 1034.8706
|  | 0.5 | 730 |  |  | 999.8749
20 | D |  |  | 10916.2813 | 2803.908 |  |  |  | Dry |  | 949 | 0.8358
| W |  |  | 13798.9867 | 2803.908 |  |  | 5 | 3542.3426
|  | 9.125 | 40 |  |  | 1361.8841 |  | 10 | 6562.7668
|  | 7.3 | 50 |  |  | 1315.8301 |  | 20 | 10916.2813
|  | 6 | 60.8333 |  |  | 1271.3334 |  | 30 | 17603.4687
|  | 4 | 91.25 |  |  | 1228.3415 |  | 50 | 27289.7683
|  | 3 | 121.6667 |  |  | 1186.8033 |  | 75 | 35779.1166
|  | 2 | 182.5 |  |  | 1146.6699 |  | 100 | 39998.994
|  | 1.5208 | 240 |  |  | 1107.8936 |  | 150 |  | 62523.5008
|  | 1 | 365 |  |  | 1070.4286 |  | 200 |  | 79518.2993
30 | All |  |  | 17603.4687 | 1963.049 |  |  | 300 |  | 111594.8511
|  | 12.167 | 29.9992 |  |  | 2224.6907 |  | 400 |  | 141927.9576
|  | 9.125 | 40 |  |  | 1793.9033 |  | 500 |  | 171027.2616
|  | 7.3 | 50 |  |  | 2076.7726 |  | 600 |  | 199179.6787
|  | 6 | 60.8333 |  |  | 1674.6279 |  | 800 |  | 253319.6175
|  | 4 | 91.25 |  |  | 1938.6894 |  | 1000 |  | 305257.4081
|  | 3 | 121.6667 |  |  | 1563.2831
|  | 2 | 182.5 |  |  | 1809.7873
|  | 1.5208 | 240 |  |  | 1459.3415 |  | 5 | 3542.3426 | 4310.8568
[8 empty] | 10 | 6562.7668 | 7798.8719
50 | All |  |  | 27289.7683 | 2423.0624 |  |  | 20 | 10916.2813 | 13798.9867
|  | 12.167 | 29.9992 |  |  | 2567.3943 |  | 30 | 17603.4687 | 17603.4687
|  | 9.125 | 40 |  |  | 2015.7705 |  | 50 | 27289.7683 | 27289.7683
|  | 7.3 | 50 |  |  | 2396.69 |  | 75 | 35779.1166 | 35779.1166
|  | 6 | 60.8333 |  |  | 1881.7434 |  | 100 | 39998.994 | 39998.994
|  | 4 | 91.25 |  |  | 2237.3358 |  | 150 | 62523.5008 | 59301.0448
|  | 3 | 121.6667 |  |  | 1756.6276 |  | 200 | 79518.2993 | 73676.4381
|  | 2 | 182.5 |  |  | 2088.5769 |  | 300 | 111594.8511 | 100043.6381
|  | 1.5208 | 240 |  |  | 1639.8306 |  | 400 | 141927.9576 | 124295.5995
75 | All |  |  | 35779.1166 | 2653.0691 |  |  | 500 | 171027.2616 | 147087.0231
|  | 18.25 | 20 |  |  | 2768.876 |  | 600 | 199179.6787 | 168778.3001
|  | 12.167 | 29.9992 |  |  | 2675.2425 |  | 800 | 253319.6175 | 209692.4941
|  | 9.125 | 40 |  |  | 2584.7754 |  | 1000 | 305257.4081 | 248142.6924
|  | 7.3 | 50 |  |  | 2497.3675
|  | 6 | 60.8333 |  |  | 2412.9155
|  | 4.0556 | 90 |  |  | 2331.3193
100 | All |  |  | 39998.994 | 2653.0691 |  | 43694.2495
|  | 18.25 | 20 |  |  | 3695.2555
|  | 12.167 | 29.9992 |  |  | 3695.2555
|  | 9.125 | 40 |  |  | 3695.2555
|  | 7.3 | 50 |  |  | 3695.2555
|  | 6 | 60 |  |  | 3695.2555
150 | All |  |  | 11630.9368 | 76671.4836
|  |  |  | Tank | Tank + Pump
200 | All |  |  | 13073.4027 | 100915.6488
300 | All |  |  | 17437.865 | 148924.0343
400 | All |  |  | 20107.5792 | 195237.6716
500 | All |  |  | 22699.0801 | 241519.8956
600 | All |  |  | 25630.8846 | 288152.0032
800 | All |  |  | 31071.5242 | 380970.489
1000 | All |  |  | 35191.2912 | 472420.2422

## ABR Summary (hidden)
PE | Design | Capital Cost | OPEX
5 | Excavation | 887.2674 | 30.2429
| Tank | 4299.4532
10 | Excavation | 1120.2968
| Tank | 6568.239
| Dif | 5447.9423
20 | Excavation | 1951.5324
| Tank | 10083.4099
30 | Excavation | 2301.0737
| Tank | 13011.5961
50 | Excavation | 2977.2133
| Tank | 17923.4605
75 | Excavation | 4265.0726
| Tank | 29889.466
100 | Excavation | 5074.2866
| Tank | 35846.921
150 | Excavation
Tank
200 | Excavation | 8708.9854
| Tank | 64529.3539
300 | Excavation | 12290.5741
| Tank | 107540.7631
400 | Excavation | 15379.7716
| Tank | 129058.7078
500 | Excavation | 18916.2997
| Tank | 165268.0519
600 | Excavation | 21975.4488
| Tank | 193588.0618
800 | Excavation | 28532.2467
| Tank | 258117.4157
1000 | Excavation | 35064.1987
| Tank | 322646.7696

## Wetland Summary (hidden)
VF | [12 empty] | AHF
[24 empty] | Refurbishment Interval | 7
PE | Design | Capital Costs | Operational Costs | [9 empty] | PE | Design | Capital Costs | Operational Costs |  | Operational Costs | [5 empty] | PE | Lifetime Costs
|  |  | Labour | Electricity | Refurbishment Interval |  |  | Operational Period | 25 years | [6 empty] | Refurbishment Interval |  | Labour | Electricity | Operational Period | 25 years |  |  |  | VF | AHF |  |  |  |  | M3 treated |  | VF | AHF | ABR |  |  | ABR - Vf |  | ABR -AHF
[5 empty] | Refurbishment Interval | Cost |  |  | Refurbishment Interval |  |  | Refurbishment Interval |  |  |  | Refurbishment Interval | Cost |  |  |  | Refurbishment Interval |  | Refurbishment Interval | 5 | 15174.6764 | 18641.9657 | 3467.2893 |  | 18.5994 | 1.875 | 17121.0938 | 5 | 0.88631 | 1.0888 | 1525.3195 |  |  | 16699.9959 |  | 20167.2852
5 | ABR Siphon | 2352.204 | 456.6251 | 0 | 5 | 78.7834 |  | ABR Siphon | 5 | 15737.4146 | Wet Well | 5 | 5 | No Pump | 1497.9127 | 5 | 738.831 |  |  |  | 5 | 19968.6884 |  | 10 | 18809.2789 | 21241.7832 | 2432.5042 |  | 11.4515 | 3.375 | 30817.9687 | 10 | 0.61033 | 0.68927 | 1943.8919 |  |  | 20753.1708 |  | 23185.6751
| Wet Well |  |  |  | 6 | 65.6528 |  | ABR Siphon | 6 | 15409.1506 | Wet Well | 6 |  |  |  | 6 | 707.8742 |  |  |  | 6 | 19194.7668 |  | 20 | 25673.0888 | 28817.8828 | 3144.794 |  | 10.9126 | 4.875 | 44514.8438 | 20 | 0.57673 | 0.64738 | 3513.2442 |  |  | 29186.333 |  | 32331.127
[5 empty] | 7 | 56.2738 | 512.8989 | ABR Siphon | 7 | 15174.6764 | Wet Well | 7 |  |  |  | 7 | 685.7621 |  |  |  | 7 | 18641.9657 |  | 30 | 32830.5714 | 32943.7706 | 113.1993 |  | 0.34361 | 6.375 | 58211.7188 | 30 | 0.56399 | 0.56593 | 4600.6494 |  |  | 37431.2207 |  | 37544.42
[5 empty] | 8 | 49.2396 |  | ABR Siphon | 8 | 14998.8207 | Wet Well | 8 |  |  |  | 8 | 669.1781 |  |  |  | 8 | 18227.3649 |  | 50 | 46929.0084 | 40637.6315 | -6291.3769 | VF price increase compared to AHF | -15.4817 | 8.625 | 78757.0312 | 50 | 0.59587 | 0.51599 | 6752.2893 |  |  | 53681.2977 |  | 47389.9208
[5 empty] | 9 | 43.7685 |  | ABR Siphon | 9 | 14862.044 | Wet Well | 9 |  |  |  | 9 | 656.2794 |  |  |  | 9 | 17904.8975 |  | 75 | 64125.3901 | 57499.7321 | -6625.6579 |  | -11.5229 | 10.875 | 99302.3438 | 75 | 0.64576 | 0.57904 | 9884.3903 |  |  | 74009.7804 |  | 67384.1225
[5 empty] | 10 | 39.3917 |  | ABR Siphon | 10 | 14752.6227 | Wet Well | 10 |  |  |  | 10 | 645.9604 |  |  |  | 10 | 17646.9237 |  | 100 | 81232.2782 | 67847.9216 | -13384.3565 |  | -19.727 | 12.375 | 112999.2188 | 100 | 0.71887 | 0.60043 | 12537.6235 |  |  | 93769.9016 |  | 80385.5451
10 | ABR Siphon | 4555.149 | 456.6251 | 0 | 5 | 158.9562 |  | ABR Siphon | 5 | 19944.6802 | Wet Well | 5 | 10 | No Pump | 2233.9076 | 5 | 839.4592 |  |  |  | 5 | 23220.3871 |  | 150 | 135126.6638 | 85587.1642 | -49539.4996 |  | -57.8819 | 21.75 | 198604.6875 | 150 | 0.68038 | 0.43094
[5 empty] | 6 | 132.4635 |  | ABR Siphon | 6 | 19282.3628 | Wet Well | 6 |  |  |  | 6 | 793.2918 |  |  |  | 6 | 22066.2015 |  | 200 | 174946.9655 | 110112.1996 | -64834.7659 |  | -58.8806 | 24.75 | 225998.4375 | 200 | 0.77411 | 0.48723
[5 empty] | 7 | 113.5401 | 570.1652 | ABR Siphon | 7 | 18809.2789 | Wet Well | 7 |  |  |  | 7 | 760.315 |  |  |  | 7 | 21241.7832 |  | 300 | 256709.5449 | 154491.799 | -102217.7459 |  | -66.1639 | 37.125 | 338997.6562 | 300 | 0.75726 | 0.45573
[5 empty] | 8 | 99.3476 |  | ABR Siphon | 8 | 18454.466 | Wet Well | 8 |  |  |  | 8 | 735.5825 |  |  |  | 8 | 20623.4694 |  | 400 | 338472.1243 | 204253.6927 | -134218.4316 |  | -65.7116 | 49.5 | 451996.875 | 400 | 0.74884 | 0.45189
[5 empty] | 9 | 88.309 |  | ABR Siphon | 9 | 18178.5005 | Wet Well | 9 |  |  |  | 9 | 716.346 |  |  |  | 9 | 20142.5588 |  | 500 | 416547.2837 | 245064.2943 | -171482.9895 |  | -69.9747 | 49.5 | 451996.875 | 500 | 0.92157 | 0.54218
[5 empty] | 10 | 79.4781 |  | ABR Siphon | 10 | 17957.728 | Wet Well | 10 |  |  |  | 10 | 700.9569 |  |  |  | 10 | 19757.8302 |  | 600 | 500916.1197 | 286726.2205 | -214189.8993 |  | -74.7019 | 69.375 | 633480.4688 | 600 | 0.79074 | 0.45262
20 | ABR Siphon | 8630.0796 | 456.6251 | 0 | 5 | 315.1334 |  | ABR Siphon | 5 | 27924.0418 | Wet Well | 5 | 20 | No Pump | 3677.5186 | 5 | 1135.9038 |  |  |  | 5 | 32075.1136 |  | 800 | 584509.2681 | 339626.4946 | -244882.7735 |  | -72.1036 | 83.25 | 760176.5625 | 800 | 0.76891 | 0.44677
[5 empty] | 6 | 262.6112 |  | ABR Siphon | 6 | 26610.9859 | Wet Well | 6 |  |  |  | 6 | 1059.9017 |  |  |  | 6 | 30175.0623 |  | 1000 | 670000.5294 | 379787.2152 | -290213.3141 |  | -76.4147 | 97.125 | 886872.6562 | 1000 | 0.75546 | 0.42823
[5 empty] | 7 | 225.0953 | 681.7204 | ABR Siphon | 7 | 25673.0888 | Wet Well | 7 |  |  |  | 7 | 1005.6146 |  |  |  | 7 | 28817.8828
[5 empty] | 8 | 196.9584 |  | ABR Siphon | 8 | 24969.666 | Wet Well | 8 |  |  |  | 8 | 964.8992 |  |  |  | 8 | 27799.9982
[5 empty] | 9 | 175.0741 |  | ABR Siphon | 9 | 24422.5594 | Wet Well | 9 |  |  |  | 9 | 933.2317 |  |  |  | 9 | 27008.3102
[5 empty] | 10 | 157.5667 |  | ABR Siphon | 10 | 23984.8741 | Wet Well | 10 |  |  |  | 10 | 907.8976 |  |  |  | 10 | 26374.9597
30 | ABR Siphon | 12897.2186 | 456.6251 | 0 | 5 | 476.9927 |  | ABR Siphon | 5 | 36237.6617 | Wet Well | 5 | 30 | No Pump | 4961.1282 | 5 | 1295.0714 |  |  |  | 5 | 37337.9127
[5 empty] | 6 | 397.4939 |  | ABR Siphon | 6 | 34250.1924 | Wet Well | 6 |  |  |  | 6 | 1192.5414 |  |  |  | 6 | 34774.6632
[5 empty] | 7 | 340.709 | 797.3341 | ABR Siphon | 7 | 32830.5714 | Wet Well | 7 |  |  |  | 7 | 1119.3057 |  |  |  | 7 | 32943.7706
[5 empty] | 8 | 298.1204 |  | ABR Siphon | 8 | 31765.8556 | Wet Well | 8 |  |  |  | 8 | 1064.3789 |  |  |  | 8 | 31570.6012
[5 empty] | 9 | 264.9959 |  | ABR Siphon | 9 | 30937.7434 | Wet Well | 9 |  |  |  | 9 | 1021.6581 |  |  |  | 9 | 30502.5806
[5 empty] | 10 | 238.4963 |  | ABR Siphon | 10 | 30275.2536 | Wet Well | 10 |  |  |  | 10 | 987.4814 |  |  |  | 10 | 29648.1641
50 | ABR Siphon | 21283.1236 | 456.6251 | 0 | 5 | 796.8944 |  | ABR Siphon | 5 | 52621.1116 | Wet Well | 5 | 50 | No Pump | 7354.7738 | 5 | 1591.8834 |  |  |  | 5 | 47151.8597
[5 empty] | 6 | 664.0787 |  | ABR Siphon | 6 | 49300.718 | Wet Well | 6 |  |  |  | 6 | 1439.8848 |  |  |  | 6 | 43351.8932 | [13 empty] | 887.2674 | 1120.2968 | 1951.5324 | 2301.0737 | 2977.2133 | 4265.0726 | 5074.2866
[5 empty] | 7 | 569.2103 | 1025.8354 | ABR Siphon | 7 | 46929.0084 | Wet Well | 7 |  |  |  | 7 | 1331.3143 |  |  |  | 7 | 40637.6315 | [13 empty] | 635.1 | 818.7 | 1553.1 | 2287.5 | 3756.3 | 5592.3 | 7428.3
[5 empty] | 8 | 498.059 |  | ABR Siphon | 8 | 45150.2261 | Wet Well | 8 |  |  |  | 8 | 1249.8865 |  |  |  | 8 | 38601.9352
[5 empty] | 9 | 442.7191 |  | ABR Siphon | 9 | 43766.7288 | Wet Well | 9 |  |  |  | 9 | 1186.5537 |  |  |  | 9 | 37018.6158 | [12 empty] | Overall | 1522.3674 | 1938.9968 | 3504.6324 | 4588.5737 | 6733.5133 | 9857.3726 | 12502.5866
[5 empty] | 10 | 398.4472 |  | ABR Siphon | 10 | 42659.931 | Wet Well | 10 |  |  |  | 10 | 1135.8875 |  |  |  | 10 | 35751.9603
75 | ABR Siphon | 31527.8408 | 456.6251 | 0 | 5 | 1186.1877 |  | ABR Siphon | 5 | 72598.1591 | Wet Well | 5 | 75 | No Pump | 12600.7606 | 5 | 2242.3858 |  |  |  | 5 | 68660.4059
[5 empty] | 6 | 988.4897 |  | ABR Siphon | 6 | 67655.7105 | Wet Well | 6 |  |  |  | 6 | 1981.9701 |  |  |  | 6 | 62150.0129
[5 empty] | 7 | 847.2769 | 1303.902 | ABR Siphon | 7 | 64125.3901 | Wet Well | 7 |  |  |  | 7 | 1795.9589 |  |  |  | 7 | 57499.7321
[5 empty] | 8 | 741.3673 |  | ABR Siphon | 8 | 61477.6497 | Wet Well | 8 |  |  |  | 8 | 1656.4504 |  |  |  | 8 | 54012.0216
[5 empty] | 9 | 658.9931 |  | ABR Siphon | 9 | 59418.2962 | Wet Well | 9 |  |  |  | 9 | 1547.9439 |  |  |  | 9 | 51299.3579
[5 empty] | 10 | 593.0938 |  | ABR Siphon | 10 | 57770.8133 | Wet Well | 10 |  |  |  | 10 | 1461.1386 |  |  |  | 10 | 49129.2269
100 | ABR Siphon | 41576.0584 | 456.6251 | 0 | 5 | 1581.4732 |  | ABR Siphon | 5 | 92528.5153 | Wet Well | 5 | 100 | No Pump | 15820.1974 | 5 | 2641.596 |  |  |  | 5 | 81860.0964
[5 empty] | 6 | 1317.8943 |  | ABR Siphon | 6 | 85939.0436 | Wet Well | 6 |  |  |  | 6 | 2314.6452 |  |  |  | 6 | 73686.3278
[5 empty] | 7 | 1129.6237 | 1586.2488 | ABR Siphon | 7 | 81232.2782 | Wet Well | 7 |  |  |  | 7 | 2081.109 |  |  |  | 7 | 67847.9216
[5 empty] | 8 | 988.4208 |  | ABR Siphon | 8 | 77702.204 | Wet Well | 8 |  |  |  | 8 | 1905.9568 |  |  |  | 8 | 63469.117
[5 empty] | 9 | 878.5962 |  | ABR Siphon | 9 | 74956.5908 | Wet Well | 9 |  |  |  | 9 | 1769.7273 |  |  |  | 9 | 60063.3801
[5 empty] | 10 | 790.7366 |  | ABR Siphon | 10 | 72760.1003 | Wet Well | 10 |  |  |  | 10 | 1660.7437 |  |  |  | 10 | 57338.7905
150 | ABR Siphon | 81352.0243 | 456.6251 | 0 | 5 | 2372.1047 |  | ABR Siphon | 5 | 152070.2688 | Wet Well | 5 | 150 | No Pump | 20926.619 | 5 | 3327.822 |  |  |  | 5 | 104122.1696
[5 empty] | 6 | 1976.7539 |  | ABR Siphon | 6 | 142186.4992 | Wet Well | 6 |  |  |  | 6 | 2895.3386 |  |  |  | 6 | 93310.0831
[5 empty] | 7 | 1694.3605 | 2150.9856 | ABR Siphon | 7 | 135126.6638 | Wet Well | 7 |  |  |  | 7 | 2586.4218 |  |  |  | 7 | 85587.1642
[5 empty] | 8 | 1482.5654 |  | ABR Siphon | 8 | 129831.7872 | Wet Well | 8 |  |  |  | 8 | 2354.7342 |  |  |  | 8 | 79794.975
[5 empty] | 9 | 1317.836 |  | ABR Siphon | 9 | 125713.5498 | Wet Well | 9 |  |  |  | 9 | 2174.5328 |  |  |  | 9 | 75289.939
[5 empty] | 10 | 1186.0524 |  | ABR Siphon | 10 | 122418.96 | Wet Well | 10 |  |  |  | 10 | 2030.3716 |  |  |  | 10 | 71685.9101
200 | ABR Siphon | 107054.9851 | 456.6251 | 0 | 5 | 3162.6758 |  | ABR Siphon | 5 | 197537.507 | Wet Well | 5 | 200 | No Pump | 28556.63 | 5 | 4273.9434 |  |  |  | 5 | 135405.2148
[5 empty] | 6 | 2635.5632 |  | ABR Siphon | 6 | 184359.6911 | Wet Well | 6 |  |  |  | 6 | 3683.773 |  |  |  | 6 | 120650.9559
[5 empty] | 7 | 2259.0541 | 2715.6792 | ABR Siphon | 7 | 174946.9655 | Wet Well | 7 |  |  |  | 7 | 3262.2228 |  |  |  | 7 | 110112.1996
[5 empty] | 8 | 1976.6724 |  | ABR Siphon | 8 | 167887.4213 | Wet Well | 8 |  |  |  | 8 | 2946.0601 |  |  |  | 8 | 102208.1324
[5 empty] | 9 | 1757.0421 |  | ABR Siphon | 9 | 162396.6647 | Wet Well | 9 |  |  |  | 9 | 2700.1558 |  |  |  | 9 | 96060.5245
[5 empty] | 10 | 1581.3379 |  | ABR Siphon | 10 | 158004.0594 | Wet Well | 10 |  |  |  | 10 | 2503.4323 |  |  |  | 10 | 91142.4382
300 | ABR Siphon | 160581.8039 | 456.6251 | 0 | 5 | 4743.8784 |  | ABR Siphon | 5 | 290594.3906 | Wet Well | 5 | 300 | No Pump | 41378.1188 | 5 | 5990.5148 |  |  |  | 5 | 191140.99
[5 empty] | 6 | 3953.232 |  | ABR Siphon | 6 | 270828.2306 | Wet Well | 6 |  |  |  | 6 | 5135.3671 |  |  |  | 6 | 169762.2953
[5 empty] | 7 | 3388.4846 | 3845.1096 | ABR Siphon | 7 | 256709.5449 | Wet Well | 7 |  |  |  | 7 | 4524.5472 |  |  |  | 7 | 154491.799
[5 empty] | 8 | 2964.924 |  | ABR Siphon | 8 | 246120.5306 | Wet Well | 8 |  |  |  | 8 | 4066.4323 |  |  |  | 8 | 143038.9269
[5 empty] | 9 | 2635.488 |  | ABR Siphon | 9 | 237884.6306 | Wet Well | 9 |  |  |  | 9 | 3710.1207 |  |  |  | 9 | 134131.1374
[5 empty] | 10 | 2371.9392 |  | ABR Siphon | 10 | 231295.9106 | Wet Well | 10 |  |  |  | 10 | 3425.0715 |  |  |  | 10 | 127004.9058
400 | ABR Siphon | 214108.6226 | 456.6251 | 0 | 5 | 6325.081 |  | ABR Siphon | 5 | 383651.2743 | Wet Well | 5 | 400 | No Pump | 56859.5969 | 5 | 7910.2181 |  |  |  | 5 | 254615.05
[5 empty] | 6 | 5270.9008 |  | ABR Siphon | 6 | 357296.7701 | Wet Well | 6 |  |  |  | 6 | 6735.1198 |  |  |  | 6 | 225237.5916
[5 empty] | 7 | 4517.915 | 4974.5401 | ABR Siphon | 7 | 338472.1243 | Wet Well | 7 |  |  |  | 7 | 5895.7638 |  |  |  | 7 | 204253.6927
[5 empty] | 8 | 3953.1756 |  | ABR Siphon | 8 | 324353.64 | Wet Well | 8 |  |  |  | 8 | 5266.2469 |  |  |  | 8 | 188515.7686
[5 empty] | 9 | 3513.9339 |  | ABR Siphon | 9 | 313372.5966 | Wet Well | 9 |  |  |  | 9 | 4776.6226 |  |  |  | 9 | 176275.1609
[5 empty] | 10 | 3162.5405 |  | ABR Siphon | 10 | 304587.7619 | Wet Well | 10 |  |  |  | 10 | 4384.9231 |  |  |  | 10 | 166482.6748
500 | ABR Siphon | 264447.0969 | 456.6251 | 0 | 5 | 7878.3354 |  | ABR Siphon | 5 | 472821.1078 | Wet Well | 5 | 500 | No Pump | 69556.2285 | 5 | 9484.6004 |  |  |  | 5 | 306671.2395
[5 empty] | 6 | 6565.2795 |  | ABR Siphon | 6 | 439994.7104 | Wet Well | 6 |  |  |  | 6 | 8047.1051 |  |  |  | 6 | 270733.8548
[5 empty] | 7 | 5627.3824 | 6084.0075 | ABR Siphon | 7 | 416547.2837 | Wet Well | 7 |  |  |  | 7 | 7020.3226 |  |  |  | 7 | 245064.2943
[5 empty] | 8 | 4923.9596 |  | ABR Siphon | 8 | 398961.7137 | Wet Well | 8 |  |  |  | 8 | 6250.2358 |  |  |  | 8 | 225812.1239
[5 empty] | 9 | 4376.853 |  | ABR Siphon | 9 | 385284.0482 | Wet Well | 9 |  |  |  | 9 | 5651.2794 |  |  |  | 9 | 210838.2136
[5 empty] | 10 | 3939.1677 |  | ABR Siphon | 10 | 374341.9157 | Wet Well | 10 |  |  |  | 10 | 5172.1143 |  |  |  | 10 | 198859.0854
600 | ABR Siphon | 320608.6786 | 456.6251 | 0 | 5 | 9457.9416 |  | ABR Siphon | 5 | 568472.8455 | Wet Well | 5 | 600 | No Pump | 82502.95 | 5 | 11091.8925 |  |  |  | 5 | 359800.2619
[5 empty] | 6 | 7881.618 |  | ABR Siphon | 6 | 529064.7554 | Wet Well | 6 |  |  |  | 6 | 9386.8315 |  |  |  | 6 | 317173.7377
[5 empty] | 7 | 6755.6726 | 7212.2976 | ABR Siphon | 7 | 500916.1197 | Wet Well | 7 |  |  |  | 7 | 8168.9308 |  |  |  | 7 | 286726.2205
[5 empty] | 8 | 5911.2135 |  | ABR Siphon | 8 | 479804.6429 | Wet Well | 8 |  |  |  | 8 | 7255.5053 |  |  |  | 8 | 263890.5825
[5 empty] | 9 | 5254.412 |  | ABR Siphon | 9 | 463384.6054 | Wet Well | 9 |  |  |  | 9 | 6545.0632 |  |  |  | 9 | 246129.5308
[5 empty] | 10 | 4728.9708 |  | ABR Siphon | 10 | 450248.5754 | Wet Well | 10 |  |  |  | 10 | 5976.7096 |  |  |  | 10 | 231920.6894
800 | ABR Siphon | 375353.3348 | 456.6251 | 0 | 5 | 11073.4572 |  | ABR Siphon | 5 | 663605.3907 | Wet Well | 5 | 800 | No Pump | 98960.8131 | 5 | 13132.6675 |  |  |  | 5 | 427277.5004
[5 empty] | 6 | 9227.881 |  | ABR Siphon | 6 | 617465.9858 | Wet Well | 6 |  |  |  | 6 | 11087.4774 |  |  |  | 6 | 376147.747
[5 empty] | 7 | 7909.6123 | 8366.2373 | ABR Siphon | 7 | 584509.2681 | Wet Well | 7 |  |  |  | 7 | 9626.6273 |  |  |  | 7 | 339626.4946
[5 empty] | 8 | 6920.9107 |  | ABR Siphon | 8 | 559791.7298 | Wet Well | 8 |  |  |  | 8 | 8530.9897 |  |  |  | 8 | 312235.5552
[5 empty] | 9 | 6151.9206 |  | ABR Siphon | 9 | 540566.9778 | Wet Well | 9 |  |  |  | 9 | 7678.8271 |  |  |  | 9 | 290931.4913
[5 empty] | 10 | 5536.7286 |  | ABR Siphon | 10 | 525187.1761 | Wet Well | 10 |  |  |  | 10 | 6997.0971 |  |  |  | 10 | 273888.2402
1000 | ABR Siphon | 431688.8441 | 456.6251 | 0 | 5 | 12706.1793 |  | ABR Siphon | 5 | 760758.9527 | Wet Well | 5 | 1000 | No Pump | 111455.2595 | 5 | 14681.9789 |  |  |  | 5 | 478504.7308
[5 empty] | 6 | 10588.4827 |  | ABR Siphon | 6 | 707816.5391 | Wet Well | 6 |  |  |  | 6 | 12378.5702 |  |  |  | 6 | 420919.5134
[5 empty] | 7 | 9075.8423 | 9532.4674 | ABR Siphon | 7 | 670000.5294 | Wet Well | 7 |  |  |  | 7 | 10733.2782 |  |  |  | 7 | 379787.2152
[5 empty] | 8 | 7941.362 |  | ABR Siphon | 8 | 641638.5221 | Wet Well | 8 |  |  |  | 8 | 9499.3093 |  |  |  | 8 | 348937.9916
[5 empty] | 9 | 7058.9885 |  | ABR Siphon | 9 | 619579.183 | Wet Well | 9 |  |  |  | 9 | 8539.5557 |  |  |  | 9 | 324944.151
[5 empty] | 10 | 6353.0896 |  | ABR Siphon | 10 | 601931.7118 | Wet Well | 10 |  |  |  | 10 | 7771.7528 |  |  |  | 10 | 305749.0786

## ABR-Wetland (hidden)
PE | Design | Capital Cost | PE | Design | Capital Costs | PE | Design | Capital Costs |  |  |  |  | PE
5 | Excavation | [7 empty] | PE | ABR-Ex | VF | AHF |  | STS | SAF | ABR-VF | ABR-AHF | SAF | ABR-VF | ABR-AHF
| Tank | [7 empty] | 5 | 887.2674 | 2352.204 | 1497.9127 | 5 |  | 4310.0937 | 3239.4714 | 2385.1801 | 862.0187 | 647.8943 | 477.036
|  |  | 5 | ABR Siphon |  | 5 | No Pump |  | 10 | 1120.2968 | 4555.149 | 2233.9076 | 10 |  | 7780.9027 | 5675.4458 | 3354.2044 | 778.0903 | 567.5446 | 335.4204
|  |  |  | Wet Well |  |  |  |  | 20 | 1951.5324 | 8630.0796 | 3677.5186 | 20 |  | 13767.7031 | 10581.612 | 5629.051 | 688.3852 | 529.0806 | 281.4526
[9 empty] | 30 | 2301.0737 | 12897.2186 | 4961.1282 | 30 |  | 17608.0887 | 15198.2923 | 7262.2019 | 586.9363 | 506.6097 | 242.0734
[9 empty] | 50 | 2977.2133 | 21283.1236 | 7354.7738 | 50 |  | 27297.2208 | 24260.3369 | 10331.987 | 545.9444 | 485.2067 | 206.6397
[9 empty] | 75 | 4265.0726 | 31527.8408 | 12600.7606 | 75 |  | 35794.1113 | 35792.9134 | 16865.8332 | 477.2548 | 477.2388 | 224.8778
[9 empty] | 100 | 5074.2866 | 41576.0584 | 15820.1974 | 100 |  | 40016.9297 | 46650.3451 | 20894.484 | 400.1693 | 466.5035 | 208.9448
|  |  | 10 | ABR Siphon |  | 10 | No Pump |  | 150 | 6891.636 | 81352.0243 | 20926.619 | 150 |  | 59301.0448 | 88243.6603 | 27818.255 | 395.3403 | 588.2911 | 185.455
[9 empty] | 200 | 8708.9854 | 107054.9851 | 28556.63 | 200 |  | 73676.4381 | 115763.9705 | 37265.6154 | 368.3822 | 578.8199 | 186.3281
10 | Excavation | [7 empty] | 300 | 12290.5741 | 160581.8039 | 41378.1188 | 300 |  | 100043.6381 | 172872.378 | 53668.6929 | 333.4788 | 576.2413 | 178.8956
| Tank | [7 empty] | 400 | 15379.7716 | 214108.6226 | 56859.5969 | 400 |  | 124295.5995 | 229488.3942 | 72239.3684 | 310.739 | 573.721 | 180.5984
[9 empty] | 500 | 18916.2997 | 264447.0969 | 69556.2285 | 500 |  | 147087.0231 | 283363.3966 | 88472.5282 | 294.174 | 566.7268 | 176.9451
[9 empty] | 600 | 21975.4488 | 320608.6786 | 82502.95 | 600 |  | 168778.3001 | 342584.1274 | 104478.3988 | 281.2972 | 570.9735 | 174.1307
|  |  | 20 | ABR Siphon |  | 20 | No Pump |  | 800 | 28532.2467 | 375353.3348 | 98960.8131 | 800 |  | 209692.4941 | 403885.5816 | 127493.0598 | 262.1156 | 504.857 | 159.3663
[9 empty] | 1000 | 35064.1987 | 431688.8441 | 111455.2595 | 1000 |  | 248142.6924 | 466753.0428 | 146519.4582 | 248.1427 | 466.753 | 146.5195
20 | Excavation |  | 30 | ABR Siphon |  | 30 | No Pump
Tank
|  |  | 50 | ABR Siphon |  | 50 | No Pump
30 | Excavation
Tank
|  |  | 75 | ABR Siphon |  | 75 | No Pump
|  |  | 100 | ABR Siphon |  | 100 | No Pump
50 | Excavation
Tank
|  |  | 150 | ABR Siphon |  | 150 | No Pump
75 | Excavation
| Tank |  | 200 | ABR Siphon |  | 200 | No Pump
100 | Excavation | 5074.2866 | 300 | ABR Siphon |  | 300 | No Pump
Tank
150 | Excavation |  | 400 | ABR Siphon |  | 400 | No Pump
Tank
200 | Excavation | 8708.9854 | 500 | ABR Siphon |  | 500 | No Pump
Tank
300 | Excavation | 12290.5741 | 600 | ABR Siphon |  | 600 | No Pump
Tank
400 | Excavation | 15379.7716 | 800 | ABR Siphon |  | 800 | No Pump
Tank
500 | Excavation | 18916.2997 | 1000 | ABR Siphon |  | 1000 | No Pump
Tank
600 | Excavation | 21975.4488
Tank
800 | Excavation | 28532.2467
Tank
1000 | Excavation | 35064.1987
Tank

## Initial Comparison (hidden)
Overall Costs
not including fencing |  |  | Taking average desludging
| 5 | 10 | 20 | 30 | 50 | 75 | 100 |  |  | 5 | 10 | 20 | 30 | 50 | 75 | 100
ST - L | 11018.7623 | 11749.2477 | 13181.3348 | 14074.874 | 32118.7019 | 33174.5553 | 43870.6377
ST - H | 12205.2217 | 13612.1966 | 16567.2527 | 18983.7609 | 40243.5167 | 45404.3591 | 60120.2673 |  |  | 11611.992 | 12680.7222 | 14874.2937 | 16529.3174 | 36181.1093 | 39289.4572 | 51995.4525
SAF | 33411.9825 | 37189.5778 | 44615.1083 | 67762.9559 | 82054.8183 | 80126.5505 | 103143.3258 |  |  | 33411.9825 | 37189.5778 | 44615.1083 | 67762.9559 | 82054.8183 | 80126.5505 | 103143.3258
ABR - Vf | 16758.1124 | 20823.6123 | 29280.8185 | 37550.3795 | 53849.2903 | 74237.3972 | 94057.8357 |  |  | 16758.1124 | 20823.6123 | 29280.8185 | 37550.3795 | 53849.2903 | 74237.3972 | 94057.8357
ABR -AHF | 20242.394 | 23278.4367 | 32456.1921 | 37703.7506 | 47613.3219 | 67719.1638 | 80806.003 |  |  | 20242.394 | 23278.4367 | 32456.1921 | 37703.7506 | 47613.3219 | 67719.1638 | 80806.003
ST - L | 2203.7525 | 1174.9248 | 659.0667 | 469.1625 | 642.374 | 442.3274 | 438.7064 |  |  | 5 | 10 | 20 | 30 | 50 | 75 | 100
ST - H | 2441.0443 | 1361.2197 | 828.3626 | 632.792 | 804.8703 | 605.3915 | 601.2027 |  | ST | 2322.3984 | 1268.0722 | 743.7147 | 550.9772 | 723.6222 | 523.8594 | 519.9545
SAF | 6682.3965 | 3718.9578 | 2230.7554 | 2258.7652 | 1641.0964 | 1068.354 | 1031.4333 |  | SAF | 6682.3965 | 3718.9578 | 2230.7554 | 2258.7652 | 1641.0964 | 1068.354 | 1031.4333
ABR - Vf | 3351.6225 | 2082.3612 | 1464.0409 | 1251.6793 | 1076.9858 | 989.832 | 940.5784 |  | ABR - VF | 3351.6225 | 2082.3612 | 1464.0409 | 1251.6793 | 1076.9858 | 989.832 | 940.5784
ABR -AHF | 4048.4788 | 2327.8437 | 1622.8096 | 1256.7917 | 952.2664 | 902.9222 | 808.06 |  | ABR -AHF | 4048.4788 | 2327.8437 | 1622.8096 | 1256.7917 | 952.2664 | 902.9222 | 808.06
PE
|  | ST L | ST H
|  | 1343.7623 | 2530.2217
|  | 2074.2477 | 3937.1966
|  | 3506.3348 | 6892.2527
|  | 4399.874 | 9308.7609
|  | 6233.7019 | 14358.5167
|  | 7289.5553 | 19519.3591
|  | 10845.6377 | 27095.2673
| ST | Op
| 1936.992 | 387 | [7 empty] | 32.0125 |  |  |  | 14325.8257 |  |  | 2865.1651 |  |  | 89.5015 |  |  |  | 43.4177
| 3005.7222 | 387 | [7 empty] | 17.3705 |  |  |  | 9728.1103 |  |  | 972.811 |  |  | 56.0036 |  |  |  | 66.6279
| 5199.2937 | 387 | [7 empty] | 30.7237 |  |  |  | 17089.3625 |  |  | 854.4681 |  |  | 27.8114 |  |  |  | 96.314
| 6854.3174 | 387 | [7 empty] | 38.9506 |  |  |  | 21928.209 |  |  | 730.9403 |  |  | 18.7658 |  |  |  | 127.9059
| 10296.1093 | 1035.4 | [7 empty] | 39.4576 |  |  |  | 51150.5516 |  |  | 1023.011 |  |  | 25.9268 |  |  |  | 38.5697
| 13404.4572 | 1035.4 | [7 empty] | 41.1201 |  |  |  | 55980.223 |  |  | 746.403 |  |  | 18.1518 |  |  |  | 76.655
| 18970.4525 | 1321 | [7 empty] | 35.5417 |  |  |  | 65921.0389 | 51057.408 |  | 659.2104 | 510.5741 |  | 18.5475 |  |  |  | 72.8297
| ABR CAPEX | ABR OP |  | VF CAPEX | VF OPEX |  | AHF CAPEX | AHF OPEX | [8 empty] | PE | [5 empty] | ABR - VF | ABR - AHF
| 890.2195 | 25.404 |  | 2364.6143 | 514.7271 |  | 1506.1851 | 1146.8889 |  | 32.0125 |  |  |  | 20545.7767 |  |  | 5 | 6219.951 |  |  | 1243.9902 |  | 38.8595
| 1125.1919 | 32.748 |  | 4579.8843 | 571.9934 |  | 2247.6721 | 1221.9282 |  | 17.3705 |  |  |  | 16209.7447 |  |  | 10 | 6481.6344 |  |  | 648.1634 |  | 37.314
| 1960.1442 | 62.124 |  | 8678.859 | 683.5486 |  | 3701.6612 | 1468.1048 |  | 30.7237 |  |  |  | 33548.8189 |  |  | 20 | 16459.4563 |  |  | 822.9728 |  | 26.7863
| 2313.1494 | 91.5 |  | 12970.6713 | 799.1624 |  | 4995.9311 | 1582.7401 |  | 38.9506 |  |  |  | 49975.6753 |  |  | 30 | 28047.4663 |  |  | 934.9155 |  | 24.0026
| 2995.9893 | 150.252 |  | 21405.4101 | 1027.6636 |  | 7409.5097 | 1796.5142 |  | 39.4576 |  |  |  | 70879.1727 |  |  | 50 | 19728.621 |  |  | 394.5724 |  | 9.9999
| 4292.0903 | 223.692 |  | 31709.7515 | 1305.7302 |  | 12690.2291 | 2264.2351 |  | 41.1201 |  |  |  | 98891.8573 |  |  | 75 | 42911.6343 |  |  | 572.1551 |  | 13.9142
| 5109.3235 | 297.132 |  | 41818.2864 | 1588.077 |  | 15936.2399 | 2551.7389 |  | 35.5417 | 24.2899 |  |  | 113931.1448 | 90244.3476 |  | 100 | 48010.1059 | 39186.9396 |  | 480.1011 | 391.8694 | 13.5081 | 16.133
| SAF CAPEX | SAF OPEX | [11 empty] | 4109.1553 | 128.361
| 3541.5796 | 1194.8161 | [11 empty] | 1620.9745 | 93.3176
| 6545.1748 | 1225.7761 | [11 empty] | 1677.4409 | 54.5976
| 10885.2053 | 1349.1961 | [11 empty] | 1665.8558 | 42.7684
| 17608.0887 | 2006.1947 | [11 empty] | 1417.5835 | 35.9267
| 27297.2208 | 2190.3039 | [11 empty] | 1318.5581 | 32.066
| 35794.1113 | 1773.2976 | [11 empty] | 1139.3114 | 32.0556
| 40016.9297 | 2525.0558
|  | Percentage | weeks | days | per year
| up to 8 weeks | 14 | 8 | 56 | 6.5223 |  |  |  | 112
| 10 to 18 | 13 | 18 | 126 | 2.8988 |  |  |  | 234
|  | 30 | 26 | 182 | 2.0069 |  |  |  | 780
|  | 43 | 52 | 364 | 1.0034 |  |  |  | 2236
|  |  | 6 | 3963
|  |  | 4 | 2642
|  |  | 2 | 1321
|  |  | 1 | 660.5
|  |  | 0.66667 | 422.72
|  |  | 0.5 | 317.04
|  |  | 0.25 | 158.52
|  |  | 0.14286 | 79.26
|  |  | 0.33 | 211.36

## 10 NPV (hidden)
PE | CAPEX | [11 empty] | 1 year OPEX | [8 empty] | 10 year OPEX | [7 empty] | PE | 10 year Costs | [11 empty] | PE | 10 year Costs
| STS - Sandy |  | STS - Loamy |  | STS - Clay like |  | SAF |  | ABR - VF |  | ABR - AHF |  | STS |  | SAF |  | ABR - VF |  | ABR - AHF |  | Discount Rate | STS |  | SAF |  | ABR - VF |  | ABR - AHF |  |  | STS - Sandy |  | STS - Loamy |  | STS - Clay like |  | SAF |  | ABR - VF |  | ABR - AHF |  |  | STS - Sandy |  | STS - Loamy |  | STS - Clay like |  | SAF |  | ABR - VF |  | ABR - AHF
| Dry | Wet | Dry | Wet | Dry | Wet | Dry | Wet | Dry | Wet | Dry | Wet | Dry | Wet | Dry | Wet | Dry | Wet | Dry | Wet | 2% | Dry | Wet | Dry | Wet | Dry | Wet | Dry | Wet |  | Dry | Wet | Dry | Wet | Dry | Wet | Dry | Wet | Dry | Wet | Dry | Wet |  | Dry | Wet | Dry | Wet | Dry | Wet | Dry | Wet | Dry | Wet | Dry | Wet |  | STS - Sandy | STS - Loamy | STS - Clay like | SAF | ABR - VF | ABR - AHF |  | STS | SAF | ABR - VF | ABR - AHF |  | STS | SAF | ABR - VF | ABR - AHF
5 | 1458.4635 | 1640.092 | 1921.3624 | 2102.9909 | 2393.2497 | 2574.8782 | 3542.3426 | 4310.8568 | 3239.4714 |  | 2385.1801 |  | 387 |  | 38.8131 |  | 543.1418 |  | 716.005 |  | 0.02 | 3870 |  | 388.1315 |  | 5431.4175 |  | 7160.0498 |  | 5 | 5328.4635 | 5510.092 | 5791.3624 | 5972.9909 | 6263.2497 | 6444.8782 | 3930.4741 | 4698.9882 | 8670.8889 |  | 9545.2299 |  | 5 | 1065.6927 | 1102.0184 | 1158.2725 | 1194.5982 | 1252.6499 | 1288.9756 | 786.0948 | 939.7976 | 1734.1778 |  | 1909.046 |  | 5 | 1065.6927 | 1158.2725 | 1252.6499 | 786.0948 | 1734.1778 | 1909.046 | 5 | 1158.8717 | 786.0948 | 1734.1778 | 1909.046 | 150
10 | 2487.3516 | 2793.0257 | 3241.7327 | 3547.4068 | 3901.1691 | 4206.8432 | 6562.7668 | 7798.8719 | 5675.4458 |  | 3354.2044 |  | 423.4 |  | 39.995 |  | 609.1509 |  | 799.3007 |  |  | 4234 |  | 399.95 |  | 6091.5091 |  | 7993.0074 |  | 10 | 6721.3516 | 7027.0257 | 7475.7327 | 7781.4068 | 8135.1691 | 8440.8432 | 6962.7168 | 8198.8219 | 11766.9549 |  | 11347.2118 |  | 10 | 672.1352 | 702.7026 | 747.5733 | 778.1407 | 813.5169 | 844.0843 | 696.2717 | 819.8822 | 1176.6955 |  | 1134.7212 |  | 10 | 672.1352 | 747.5733 | 813.5169 | 696.2717 | 1176.6955 | 1134.7212 | 10 | 744.4085 | 696.2717 | 1176.6955 | 1134.7212 | 200
20 | 3823.3015 | 4646.7323 | 5082.6657 | 5906.0965 | 6375.2499 | 7198.6807 | 10916.2813 | 13798.9867 | 10581.612 |  | 5629.051 |  | 423.4 |  | 42.8171 |  | 755.6775 |  | 1079.5717 |  |  | 4234 |  | 428.1714 |  | 7556.7751 |  | 10795.7171 |  | 20 | 8057.3015 | 8880.7323 | 9316.6657 | 10140.0965 | 10609.2499 | 11432.6807 | 11344.4528 | 14227.1581 | 18138.3871 |  | 16424.7681 |  | 20 | 402.8651 | 444.0366 | 465.8333 | 507.0048 | 530.4625 | 571.634 | 567.2226 | 711.3579 | 906.9194 |  | 821.2384 |  | 20 | 402.8651 | 465.8333 | 530.4625 | 567.2226 | 906.9194 | 821.2384 | 20 | 466.387 | 567.2226 | 906.9194 | 821.2384 | 300
30 | 6243.9798 | 7002.7271 | 8085.7385 | 8844.4859 | 10025.7462 | 10784.4935 | 17603.4687 | 17603.4687 | 15198.2923 |  | 7262.2019 |  | 423.4 |  | 58.3737 |  | 906.2627 |  | 1228.2343 |  |  | 4234 |  | 583.7366 |  | 9062.6268 |  | 12282.3427 |  | 30 | 10477.9798 | 11236.7271 | 12319.7385 | 13078.4859 | 14259.7462 | 15018.4935 | 18187.2053 | 18187.2053 | 24260.9191 |  | 19544.5446 |  | 30 | 349.266 | 374.5576 | 410.658 | 435.9495 | 475.3249 | 500.6165 | 606.2402 | 606.2402 | 808.6973 |  | 651.4848 |  | 30 | 349.266 | 410.658 | 475.3249 | 606.2402 | 808.6973 | 651.4848 | 30 | 411.7496 | 606.2402 | 808.6973 | 651.4848 | 400
50 | 7658.3017 | 9416.9727 | 10722.1763 | 12480.8473 | 13951.9387 | 15710.6097 | 27289.7683 | 27289.7683 | 24260.3369 |  | 10331.987 |  | 668.2 |  | 65.5932 |  | 1204.7068 |  | 1510.1857 |  |  | 6682 |  | 655.9323 |  | 12047.0682 |  | 15101.8574 |  | 50 | 14340.3017 | 16098.9727 | 17404.1763 | 19162.8473 | 20633.9387 | 22392.6097 | 27945.7006 | 27945.7006 | 36307.4051 |  | 25433.8444 |  | 50 | 286.806 | 321.9795 | 348.0835 | 383.2569 | 412.6788 | 447.8522 | 558.914 | 558.914 | 726.1481 |  | 508.6769 |  | 50 | 286.806 | 348.0835 | 412.6788 | 558.914 | 726.1481 | 508.6769 | 50 | 349.1894 | 558.914 | 726.1481 | 508.6769 | 500
75 | 11637.4024 | 14343.4977 | 16258.621 | 18964.7163 | 21100.7451 | 23806.8404 | 35779.1166 | 35779.1166 | 35792.9134 |  | 16865.8332 |  | 974.2 |  | 90.0993 |  | 1570.202 |  | 2062.2589 |  |  | 9742 |  | 900.993 |  | 15702.0197 |  | 20622.5886 |  | 75 | 21379.4024 | 24085.4977 | 26000.621 | 28706.7163 | 30842.7451 | 33548.8404 | 36680.1096 | 36680.1096 | 51494.9331 |  | 37488.4218 |  | 75 | 285.0587 | 321.14 | 346.6749 | 382.7562 | 411.2366 | 447.3179 | 489.0681 | 489.0681 | 686.5991 |  | 499.8456 |  | 75 | 285.0587 | 346.6749 | 411.2366 | 489.0681 | 686.5991 | 499.8456 | 75 | 347.6567 | 489.0681 | 686.5991 | 499.8456 | 600
100 | 21030.7129 | 21030.7129 | 27182.6028 | 27182.6028 | 33645.5237 | 33645.5237 | 39998.994 | 39998.994 | 46650.3451 |  | 20894.484 |  | 1280.2 |  | 147.8102 |  | 1939.9774 |  | 2434.8375 |  |  | 12802 |  | 1478.1022 |  | 19399.7736 |  | 24348.3754 |  | 100 | 33832.7129 | 33832.7129 | 39984.6028 | 39984.6028 | 46447.5237 | 46447.5237 | 41477.0962 | 41477.0962 | 66050.1187 |  | 45242.8594 |  | 100 | 338.3271 | 338.3271 | 399.846 | 399.846 | 464.4752 | 464.4752 | 414.771 | 414.771 | 660.5012 |  | 452.4286 |  | 100 | 338.3271 | 399.846 | 464.4752 | 414.771 | 660.5012 | 452.4286 | 100 | 400.8828 | 414.771 | 660.5012 | 452.4286 | 800
150 | 27375.0359 | 27375.0359 | 36088.513 | 36088.513 | 45262.6738 | 45262.6738 | 59301.0448 | 59301.0448 | 88243.6603 |  | 27818.255 |  | 1892.2 |  |  |  | 2679.5713 |  | 3115.0075 |  |  | 18922 |  |  |  | 26795.7129 |  | 31150.0752 |  | 150 | 46297.0359 | 46297.0359 | 55010.513 | 55010.513 | 64184.6738 | 64184.6738 |  |  | 115039.3732 |  | 58968.3302 |  | 150 | 308.6469 | 308.6469 | 366.7368 | 366.7368 | 427.8978 | 427.8978 |  |  | 766.9292 |  | 393.1222 | [9 empty] | STS | ABR - VF | ABR - AHF |  | 1000
200 | 32526.0765 | 32707.705 | 43708.5762 | 43890.2047 | 55496.8652 | 55678.4937 | 73676.4381 | 73676.4381 | 115763.9705 |  | 37265.6154 |  | 2504.2 |  |  |  | 3419.1221 |  | 3965.6656 |  |  | 25042 |  |  |  | 34191.2207 |  | 39656.6564 |  | 200 | 57568.0765 | 57749.705 | 68750.5762 | 68932.2047 | 80538.8652 | 80720.4937 |  |  | 149955.1912 |  | 76922.2718 |  | 200 | 287.8404 | 288.7485 | 343.7529 | 344.661 | 402.6943 | 403.6025 |  |  | 749.776 |  | 384.6114 | [8 empty] | 150 | 367.7605 | 766.9292 | 393.1222
300 | 53963.6897 | 53963.6897 | 70084.2347 | 70084.2347 | 87100.78 | 87100.78 | 100043.6381 | 100043.6381 | 172872.378 |  | 53668.6929 |  | 3728.2 |  |  |  | 4898.2668 |  | 5577.7044 |  |  | 37282 |  |  |  | 48982.6678 |  | 55777.0435 |  | 300 | 91245.6897 | 91245.6897 | 107366.2347 | 107366.2347 | 124382.78 | 124382.78 |  |  | 221855.0458 |  | 109445.7364 |  | 300 | 304.1523 | 304.1523 | 357.8874 | 357.8874 | 414.6093 | 414.6093 |  |  | 739.5168 |  | 364.8191 | [8 empty] | 200 | 344.7625 | 749.776 | 384.6114
400 | 68050.9516 | 68232.5801 | 89109.542 | 89291.1704 | 111354.3436 | 111535.9721 | 124295.5995 | 124295.5995 | 229488.3942 |  | 72239.3684 |  | 4952.2 |  |  |  | 6377.4115 |  | 7298.6353 |  |  | 49522 |  |  |  | 63774.115 |  | 72986.3526 |  | 400 | 117572.9516 | 117754.5801 | 138631.542 | 138813.1704 | 160876.3436 | 161057.9721 |  |  | 293262.5092 |  | 145225.7211 |  | 400 | 293.9324 | 294.3865 | 346.5789 | 347.0329 | 402.1909 | 402.6449 |  |  | 733.1563 |  | 363.0643 | [8 empty] | 300 | 358.883 | 739.5168 | 364.8191
500 | 91844.5565 | 91844.5565 | 117841.1921 | 117841.1921 | 145314.2502 | 145314.2502 | 147087.0231 | 147087.0231 | 283363.3966 |  | 88472.5282 |  | 6176.2 |  |  |  | 7836.5932 |  | 8772.9083 |  |  | 61762 |  |  |  | 78365.9319 |  | 87729.0835 |  | 500 | 153606.5565 | 153606.5565 | 179603.1921 | 179603.1921 | 207076.2502 | 207076.2502 |  |  | 361729.3285 |  | 176201.6116 |  | 500 | 307.2131 | 307.2131 | 359.2064 | 359.2064 | 414.1525 | 414.1525 |  |  | 723.4587 |  | 352.4032 | [8 empty] | 400 | 347.5674 | 733.1563 | 363.0643
600 | 107140.9972 | 107140.9972 | 138075.6782 | 138075.6782 | 170776.9925 | 170776.9925 | 168778.3001 | 168778.3001 | 342584.1274 |  | 104478.3988 |  | 7400.2 |  |  |  | 9314.5976 |  | 10271.2308 |  |  | 74002 |  |  |  | 93145.9765 |  | 102712.3082 |  | 600 | 181142.9972 | 181142.9972 | 212077.6782 | 212077.6782 | 244778.9925 | 244778.9925 |  |  | 435730.1038 |  | 207190.707 |  | 600 | 301.905 | 301.905 | 353.4628 | 353.4628 | 407.965 | 407.965 |  |  | 726.2168 |  | 345.3178 | [8 empty] | 500 | 360.1907 | 723.4587 | 352.4032
800 | 135587.9018 | 135587.9018 | 176398.6733 | 176398.6733 | 219556.5004 | 219556.5004 | 209692.4941 | 209692.4941 | 403885.5816 |  | 127493.0598 |  | 9848.2 |  |  |  | 11167.9659 |  | 12428.3558 |  |  | 98482 |  |  |  | 111679.659 |  | 124283.5583 |  | 800 | 234069.9018 | 234069.9018 | 274880.6733 | 274880.6733 | 318038.5004 | 318038.5004 |  |  | 515565.2406 |  | 251776.6181 |  | 800 | 292.5874 | 292.5874 | 343.6008 | 343.6008 | 397.5481 | 397.5481 |  |  | 644.4566 |  | 314.7208 | [8 empty] | 600 | 354.4443 | 726.2168 | 345.3178
1000 | 169388.5927 | 169388.5927 | 220075.4549 | 220075.4549 | 273689.7946 | 273689.7946 | 248142.6924 | 248142.6924 | 466753.0428 |  | 146519.4582 |  | 12296.2 |  |  |  | 13033.6246 |  | 14234.4354 |  |  | 122962 |  |  |  | 130336.2455 |  | 142344.3537 |  | 1000 | 292350.5927 | 292350.5927 | 343037.4549 | 343037.4549 | 396651.7946 | 396651.7946 |  |  | 597089.2884 |  | 288863.8119 |  | 1000 | 292.3506 | 292.3506 | 343.0375 | 343.0375 | 396.6518 | 396.6518 |  |  | 597.0893 |  | 288.8638 | [8 empty] | 800 | 344.5788 | 644.4566 | 314.7208
[63 empty] | 1000 | 344.0133 | 597.0893 | 288.8638
[22 empty] | 25 year OPEX | [7 empty] | PE | 25 year Costs | [11 empty] | PE | 25 year Costs per PE per year
[22 empty] | STS |  | SAF |  | ABR - VF |  | ABR - AHF |  |  | STS - Sandy |  | STS - Loamy |  | STS - Clay like |  | SAF |  | ABR - VF |  | ABR - AHF |  |  | STS - Sandy |  | STS - Loamy |  | STS - Clay like |  | SAF |  | ABR - VF |  | ABR - AHF
[22 empty] | Dry | Wet | Dry | Wet | Dry | Wet | Dry | Wet |  | Dry | Wet | Dry | Wet | Dry | Wet | Dry | Wet | Dry | Wet | Dry | Wet |  | Dry | Wet | Dry | Wet | Dry | Wet | Dry | Wet | Dry | Wet | Dry | Wet |  | STS - Sandy | STS - Loamy | STS - Clay like | SAF | ABR - VF | ABR - AHF | STS | ABR - VF | ABR - AHF
[22 empty] | 9675 |  | 970.3287 |  | 13578.5438 |  | 17900.1244 |  | 5 | 11133.4635 | 11315.092 | 11596.3624 | 11777.9909 | 12068.2497 | 12249.8782 | 4512.6713 | 5281.1854 | 16818.0152 |  | 20285.3045 |  | 5 | 89.0677 | 90.5207 | 92.7709 | 94.2239 | 96.546 | 97.999 | 36.1014 | 42.2495 | 134.5441 |  | 162.2824 |  | 5 | 89.0677 | 92.7709 | 96.546 | 36.1014 | 134.5441 | 162.2824 | 92.7949 | 134.5441 | 162.2824
[22 empty] | 10585 |  | 999.8749 |  | 15228.7727 |  | 19982.5184 |  | 10 | 13072.3516 | 13378.0257 | 13826.7327 | 14132.4068 | 14486.1691 | 14791.8432 | 7562.6417 | 8798.7469 | 20904.2185 |  | 23336.7228 |  | 10 | 52.2894 | 53.5121 | 55.3069 | 56.5296 | 57.9447 | 59.1674 | 30.2506 | 35.195 | 83.6169 |  | 93.3469 |  | 10 | 52.2894 | 55.3069 | 57.9447 | 30.2506 | 83.6169 | 93.3469 | 55.1803 | 83.6169 | 93.3469
[22 empty] | 10585 |  | 1070.4286 |  | 18891.9378 |  | 26989.2928 |  | 20 | 14408.3015 | 15231.7323 | 15667.6657 | 16491.0965 | 16960.2499 | 17783.6807 | 11986.7099 | 14869.4153 | 29473.5498 |  | 32618.3438 |  | 20 | 28.8166 | 30.4635 | 31.3353 | 32.9822 | 33.9205 | 35.5674 | 23.9734 | 29.7388 | 58.9471 |  | 65.2367 |  | 20 | 28.8166 | 31.3353 | 33.9205 | 23.9734 | 58.9471 | 65.2367 | 31.3575 | 58.9471 | 65.2367
[22 empty] | 10585 |  | 1459.3415 |  | 22656.567 |  | 30705.8568 |  | 30 | 16828.9798 | 17587.7271 | 18670.7385 | 19429.4859 | 20610.7462 | 21369.4935 | 19062.8102 | 19062.8102 | 37854.8593 |  | 37968.0586 |  | 30 | 22.4386 | 23.4503 | 24.8943 | 25.906 | 27.481 | 28.4927 | 25.4171 | 25.4171 | 50.4731 |  | 50.6241 |  | 30 | 22.4386 | 24.8943 | 27.481 | 25.4171 | 50.4731 | 50.6241 | 24.938 | 50.4731 | 50.6241
[22 empty] | 16705 |  | 1639.8306 |  | 30117.6705 |  | 37754.6434 |  | 50 | 24363.3017 | 26121.9727 | 27427.1763 | 29185.8473 | 30656.9387 | 32415.6097 | 28929.5989 | 28929.5989 | 54378.0074 |  | 48086.6304 |  | 50 | 19.4906 | 20.8976 | 21.9417 | 23.3487 | 24.5256 | 25.9325 | 23.1437 | 23.1437 | 43.5024 |  | 38.4693 |  | 50 | 19.4906 | 21.9417 | 24.5256 | 23.1437 | 43.5024 | 38.4693 | 21.986 | 43.5024 | 38.4693
[22 empty] | 24355 |  | 2252.4824 |  | 39255.0493 |  | 51556.4715 |  | 75 | 35992.4024 | 38698.4977 | 40613.621 | 43319.7163 | 45455.7451 | 48161.8404 | 38031.599 | 38031.599 | 75047.9627 |  | 68422.3048 |  | 75 | 19.1959 | 20.6392 | 21.6606 | 23.1038 | 24.2431 | 25.6863 | 20.2835 | 20.2835 | 40.0256 |  | 36.4919 |  | 75 | 19.1959 | 21.6606 | 24.2431 | 20.2835 | 40.0256 | 36.4919 | 21.6999 | 40.0256 | 36.4919
[22 empty] | 32005 |  | 3695.2555 |  | 48499.434 |  | 60870.9385 |  | 100 | 53035.7129 | 53035.7129 | 59187.6028 | 59187.6028 | 65650.5237 | 65650.5237 | 43694.2495 | 43694.2495 | 95149.7791 |  | 81765.4225 |  | 100 | 21.2143 | 21.2143 | 23.675 | 23.675 | 26.2602 | 26.2602 | 17.4777 | 17.4777 | 38.0599 |  | 32.7062 |  | 100 | 21.2143 | 23.675 | 26.2602 | 17.4777 | 38.0599 | 32.7062 | 23.7165 | 38.0599 | 32.7062
[22 empty] | 47305 |  |  |  | 66989.2823 |  | 77875.1881 |  | 150 | 74680.0359 | 74680.0359 | 83393.513 | 83393.513 | 92567.6738 | 92567.6738 |  |  | 155232.9426 |  | 105693.4431 |  | 150 | 19.9147 | 19.9147 | 22.2383 | 22.2383 | 24.6847 | 24.6847 |  |  | 41.3955 |  | 28.1849 |  | 150 | 19.9147 | 22.2383 | 24.6847 |  | 41.3955 | 28.1849 | 22.2792 | 41.3955 | 28.1849
[22 empty] | 62605 |  |  |  | 85478.0518 |  | 99141.641 |  | 200 | 95131.0765 | 95312.705 | 106313.5762 | 106495.2047 | 118101.8652 | 118283.4937 |  |  | 201242.0223 |  | 136407.2564 |  | 200 | 19.0262 | 19.0625 | 21.2627 | 21.299 | 23.6204 | 23.6567 |  |  | 40.2484 |  | 27.2815 |  | 200 | 19.0262 | 21.2627 | 23.6204 |  | 40.2484 | 27.2815 | 21.3031 | 40.2484 | 27.2815
[22 empty] | 93205 |  |  |  | 122456.6696 |  | 139442.6088 |  | 300 | 147168.6897 | 147168.6897 | 163289.2347 | 163289.2347 | 180305.78 | 180305.78 |  |  | 295329.0476 |  | 193111.3017 |  | 300 | 19.6225 | 19.6225 | 21.7719 | 21.7719 | 24.0408 | 24.0408 |  |  | 39.3772 |  | 25.7482 |  | 300 | 19.6225 | 21.7719 | 24.0408 |  | 39.3772 | 25.7482 | 21.8117 | 39.3772 | 25.7482
[22 empty] | 123805 |  |  |  | 159435.2874 |  | 182465.8816 |  | 400 | 191855.9516 | 192037.5801 | 212914.542 | 213096.1704 | 235159.3436 | 235340.9721 |  |  | 388923.6816 |  | 254705.25 |  | 400 | 19.1856 | 19.2038 | 21.2915 | 21.3096 | 23.5159 | 23.5341 |  |  | 38.8924 |  | 25.4705 |  | 400 | 19.1856 | 21.2915 | 23.5159 |  | 38.8924 | 25.4705 | 21.331 | 38.8924 | 25.4705
[22 empty] | 154405 |  |  |  | 195914.8297 |  | 219322.7087 |  | 500 | 246249.5565 | 246249.5565 | 272246.1921 | 272246.1921 | 299719.2502 | 299719.2502 |  |  | 479278.2263 |  | 307795.2368 |  | 500 | 19.7 | 19.7 | 21.7797 | 21.7797 | 23.9775 | 23.9775 |  |  | 38.3423 |  | 24.6236 |  | 500 | 19.7 | 21.7797 | 23.9775 |  | 38.3423 | 24.6236 | 21.8191 | 38.3423 | 24.6236
[22 empty] | 185005 |  |  |  | 232864.9411 |  | 256780.7705 |  | 600 | 292145.9972 | 292145.9972 | 323080.6782 | 323080.6782 | 355781.9925 | 355781.9925 |  |  | 575449.0685 |  | 361259.1692 |  | 600 | 19.4764 | 19.4764 | 21.5387 | 21.5387 | 23.7188 | 23.7188 |  |  | 38.3633 |  | 24.0839 |  | 600 | 19.4764 | 21.5387 | 23.7188 |  | 38.3633 | 24.0839 | 21.578 | 38.3633 | 24.0839
[22 empty] | 246205 |  |  |  | 279199.1475 |  | 310708.8958 |  | 800 | 381792.9018 | 381792.9018 | 422603.6733 | 422603.6733 | 465761.5004 | 465761.5004 |  |  | 683084.7291 |  | 438201.9556 |  | 800 | 19.0896 | 19.0896 | 21.1302 | 21.1302 | 23.2881 | 23.2881 |  |  | 34.1542 |  | 21.9101 |  | 800 | 19.0896 | 21.1302 | 23.2881 |  | 34.1542 | 21.9101 | 21.1693 | 34.1542 | 21.9101
[22 empty] | 307405 |  |  |  | 325840.6138 |  | 355860.8843 |  | 1000 | 476793.5927 | 476793.5927 | 527480.4549 | 527480.4549 | 581094.7946 | 581094.7946 |  |  | 792593.6566 |  | 502380.3425 |  | 1000 | 19.0717 | 19.0717 | 21.0992 | 21.0992 | 23.2438 | 23.2438 |  |  | 31.7037 |  | 20.0952 |  | 1000 | 19.0717 | 21.0992 | 23.2438 |  | 31.7037 | 20.0952 | 21.1383 | 31.7037 | 20.0952

## METland (hidden)
Scenario
Construction Costs
Operation
Year 1