## PLEASE READ
This is the page which discribes the working of this spreadsheet and the overall methodology used for the calculated for the life cycle carbon
Each Sheet has a tab colour to highlight the purpose of the sheet
Legend
Initial Calculation and Reference data
Raw Data
Analysed Data

## Uk Grid Decarbonisation
| Year | [18 empty] | Code
|  | EEP 2019 | EEP 2018 | EEP 2017 |  | Data Sources
| 2018 |  | 173.0115 | 204.9747 |  | https://assets.publishing.service.gov.uk/government/uploads/system/uploads/attachment_data/file/931323/updated-energy-and-emissions-projections-2019.pdf | [13 empty] | Grid_Carbon_Projection.m
| 2019 | 156.0037 | 143.974 | 194.6588 |  | https://assets.publishing.service.gov.uk/government/uploads/system/uploads/attachment_data/file/794590/updated-energy-and-emissions-projections-2018.pdf
| 2020 | 146.9433 | 136.4878 | 180.8919 |  | https://www.gov.uk/government/publications/updated-energy-and-emissions-projections-2017 | [13 empty] | Filename="Grid Carbon";
| 2021 | 137.1981 | 114.8101 | 170.8769 | [15 empty] | sheet='Mean';
| 2022 | 127.2772 | 107.9855 | 147.8128 |  | As of 2/11/21 The 2020 projection is unavailable
| 2023 | 119.1275 | 110.9731 | 144.2608 | [15 empty] | Grid_Carbon;
| 2024 | 128.444 | 111.3343 | 150.1029
| 2025 | 108.2024 | 107.7843 | 140.7913 | [15 empty] | %initial Data
| 2026 | 90.1647 | 97.6708 | 114.217
| 2027 | 85.4402 | 105.4906 | 119.3686 | [15 empty] | beta0=[146.33;0.039];
| 2028 | 91.2529 | 99.683 | 108.386 | [15 empty] | modelfun=@(b,year)(b(1)*exp(-(year)*b(2))); %5/7ths Like model
| 2029 | 98.374 | 90.5312 | 96.0632 | [15 empty] | opts = statset('nlinfit'); %Fitting model
| 2030 | 89.4309 | 85.4656 | 104.2367 | [15 empty] | opts.RobustWgtFun = 'bisquare'; % I dont know what this does
| 2031 | 82.6714 | 76.0539 | 95.4953 | [15 empty] | % Non linear Regression
| 2032 | 83.6248 | 63.7366 | 77.6622
| 2033 | 84.756 | 59.707 | 74.4678 | [15 empty] | [Cost_calc,R,J]=nlinfit(year,emission,modelfun,beta0,"Options",opts);
| 2034 | 86.766 | 50.8547 | 66.524 | [15 empty] | ci=nlparci(Cost_calc,R,"jacobian",J);
| 2035 | 78.2856 | 41.2292 | 54.9501 | [15 empty] | Power_order=[Cost_calc(2,1),ci(2,:)];
| 2036 | 71.2086 | [17 empty] | Initial=[Cost_calc(1,1),ci(1,:)];
| 2037 | 67.3521
| 2038 | 69.8281 | [17 empty] | %Saving Data
| 2039 | 68.828 | [17 empty] | Stuff=[Power_order,Initial];
| 2040 | 66.8262 | [17 empty] | xlswrite(Filename,Stuff)
Grid_Carbon.m
| Fitting | [18 empty] | %year=[2019;2020;2021;2022;2023;2024;2025;2026;2027;2028;2029;2030;2031;2032;2033;2034;2035;2036;2037;2038;2039;2040];
| Projections of UK grid decarbonisation are processes using Matlab | [5 empty] | Code | -> | -> | -> | -> | -> | -> | -> | -> | -> | -> | -> | -> | emission_EEP2019=[156;147;137;127;119;128;108;90;85;91;98;89;83;84;85;87;78;71;67;70;69;67];
year_EEP2019=[1;2;3;4;5;6;7;8;9;10;11;12;13;14;15;16;17;18;19;20;21;22];
Projection is based soley on EP 2019
year_EEP2018=[1;2;3;4;5;6;7;8;9;10;11;12;13;14;15;16;17];
| Modelled using the equation | [18 empty] | emission_EEP2018=[144;136;115;108;111;111;108;98;105;100;91;85;76;64;60;51;41];
| b(1)*exp(-(year)*b(2) | [18 empty] | year_EEP2017=[1;2;3;4;5;6;7;8;9;10;11;12;13;14;15;16;17];
emission_EEP2017=[195;181;171;148;144;150;141;114;119;108;96;104;95;78;74;67;55];
|  | Projection | Low | High
| b(2) | 0.04195 | 0.035713 | 0.048187 | [15 empty] | % Data=[year,emission];
| b(1) | 152.69 | 162.36 | 143.02 | [15 empty] | emission=[emission_EEP2019];%;emission_EEP2018;emission_EEP2017];
year=[year_EEP2019];%;year_EEP2018;year_EEP2017];
|  | Projection | Low Range | High Range | EEP 2019 |  |  | Error
2019 | 1 | 146.4171 | 156.664 | 136.2917 | 156.0037 |  |  | 9.5865 |  | 9.5865 | [9 empty] | Data=[year,emission];
2020 | 2 | 140.402 | 151.1677 | 129.8799 | 146.9433 |  |  | 6.5413 |  | 6.5413
2021 | 3 | 134.634 | 145.8644 | 123.7698 | 137.1981 |  |  | 2.5641 |  | 2.5641
2022 | 4 | 129.1029 | 140.747 | 117.9471 | 127.2772 |  |  | 1.8257 |  | -1.8257
2023 | 5 | 123.7991 | 135.8092 | 112.3984 | 119.1275 |  |  | 4.6715 |  | -4.6715
2024 | 6 | 118.7131 | 131.0446 | 107.1107 | 128.444 |  |  | 9.7309 |  | 9.7309
2025 | 7 | 113.8361 | 126.4472 | 102.0717 | 108.2024 |  |  | 5.6337 |  | -5.6337
2026 | 8 | 109.1595 | 122.0111 | 97.2698 | 90.1647 |  |  | 18.9948 |  | -18.9948
2027 | 9 | 104.6749 | 117.7306 | 92.6938 | 85.4402 |  |  | 19.2347 |  | -19.2347
2028 | 10 | 100.3747 | 113.6003 | 88.3331 | 91.2529 |  |  | 9.1218 |  | -9.1218
2029 | 11 | 96.251 | 109.6149 | 84.1775 | 98.374 |  |  | 2.123 |  | 2.123
2030 | 12 | 92.2968 | 105.7693 | 80.2174 | 89.4309 | 89.4309 |  | 2.8659 |  | -2.8659
2031 | 13 | 88.5051 | 102.0586 | 76.4436 | 82.6714 |  |  | 5.8337 |  | -5.8337
2032 | 14 | 84.8691 | 98.4781 | 72.8474 | 83.6248 |  |  | 1.2443 |  | -1.2443
2033 | 15 | 81.3825 | 95.0232 | 69.4203 | 84.756 |  |  | 3.3736 |  | 3.3736
2034 | 16 | 78.0391 | 91.6895 | 66.1545 | 86.766 |  |  | 8.7269 |  | 8.7269
2035 | 17 | 74.8331 | 88.4728 | 63.0423 | 78.2856 |  |  | 3.4526 |  | 3.4526
2036 | 18 | 71.7587 | 85.3689 | 60.0765 | 71.2086 |  |  | 0.55013 |  | -0.55013
2037 | 19 | 68.8107 | 82.3739 | 57.2502 | 67.3521 |  |  | 1.4586 |  | -1.4586
2038 | 20 | 65.9838 | 79.484 | 54.5569 | 69.8281 |  |  | 3.8442 |  | 3.8442
2039 | 21 | 63.2731 | 76.6955 | 51.9903 | 68.828 |  |  | 5.5549 |  | 5.5549
2040 | 22 | 60.6737 | 74.0048 | 49.5445 | 66.8262 | 77.2343 |  | 6.1526 |  | 6.1526
2041 | 23 | 58.1811 | 71.4085 | 47.2137 | 58.1811
2042 | 24 | 55.7908 | 68.9033 | 44.9925 | 55.7908 |  |  | 133.0854 |  | -9.7842
2043 | 25 | 53.4988 | 66.486 | 42.8759 | 53.4988
2044 | 26 | 51.301 | 64.1535 | 40.8588 | 51.301 |  |  |  | Overall Error | 9.78 | gCO2 KWh-1
2045 | 27 | 49.1934 | 61.9028 | 38.9366 | 49.1934
2046 | 28 | 47.1724 | 59.7311 | 37.1049 | 47.1724 |  |  |  |  | Overestimate of the carbon emission from grid carbon usage compared to the EEP 2019 projection
2047 | 29 | 45.2345 | 57.6355 | 35.3593 | 45.2345
2048 | 30 | 43.3761 | 55.6135 | 33.6958 | 43.3761
2049 | 31 | 41.5942 | 53.6624 | 32.1106 | 41.5942
2050 | 32 | 39.8854 | 51.7798 | 30.6 | 39.8854
2051 | 33 | 38.2468 | 49.9632 | 29.1605 | 38.2468
2052 | 34 | 36.6755 | 48.2104 | 27.7886 | 36.6755
2053 | 35 | 35.1688 | 46.519 | 26.4813 | 35.1688
2054 | 36 | 33.724 | 44.887 | 25.2355 | 33.724
2055 | 37 | 32.3385 | 43.3122 | 24.0483 | 32.3385
2056 | 38 | 31.01 | 41.7927 | 22.917 | 31.01
2057 | 39 | 29.736 | 40.3265 | 21.8389 | 29.736

## Conversions
Concnetre
kg/m3
2500
Fence Posts to kg
Weight / bay
58.95 | kg | 1.8m High 'W' Section Palisade Security Fencing ¦ First Fence Ltd
160 mm HDPE
0.79 | kg/m | https://store.jdpipes.co.uk/160mm-unperf-land-drainage-coil-50m/?keyword=&gclid=EAIaIQobChMIn_rF6cet8QIVibLVCh0qOwOxEAQYASABEgJXbPD_BwE
Pea Shingle
1525 | kg/m3
Shapr sand
1600 | kg/m3
Geotextile
Thickness | 1 | mm
| 0.001 | m
Density | 0.92 | g/cm3
| 920 | kg/m3
Imperiable Layer
Thickness | 1 | mm
| 0.001 | m
Density | 1.2 | g/cm3 | https://www.watergardeningdirect.com/acatalog/pdf/gordonlow/GreenSeal-EPDM-Pond-Liner-Specification.pdf
| 1200 | kg/m3
3" Fitting Mass | Kg |  |  |  | Volume of PVC pipe |  | PVC Density
Pipe Length | 5.7 | kg per m |  |  | 0.0041989 | m3 | 1350 | kg/m3 | 5.6686
End Caps | 0.1915 | kg per unit
Tee Joint | 0.915 | kg per unit |  | D1 | 0.762
Elbow | 0.6 | kg per unit |  | D2 | 0.7655
Tank Connector | 0.48 | kg per unit
Gabions
Panel Mass | 1.46 | kg per m2
Helical Spring | 0.17 | per m
LDPE | 0.058 | kg per m
Concrete Slab
Mass | 23 | kg
1" Fittings
Pipe Length | 0.2 | kg per m |  |  | 0.00014926 | m3 | 1350 | kg/m3 | 0.20151
Tee Joint | 0.072 | kg per unit |  | D1 | 0.0254
Elbow | 0.06 | kg per unit |  | D2 | 0.0289
Rebar |  | https://www.travisperkins.co.uk/steel-reinforcement/rom-concrete-reinforcing-bar-high-yield-t12-3m-x-12mm/p/509100?gclid=EAIaIQobChMIl__O5YvU8wIVE2gYCh2mTAQcEAQYASABEgJuBvD_BwE&gclsrc=aw.ds
Mass per m
Dia | 12 | mm
Denisty | 7750 | kg/m3
Mass per m | 0.8765 | kg per m
3.1m Concrete Post | 59 | kg | https://www.lawsons.co.uk/product/category/30/3040mm-%2810ft%29-concrete-slotted-intermediate-fence-post/f00002064
Foley 2010
Ch4 from effluent discharge to estuary
| Low | Mid | High
kg CH4 per kg COD discharged | 0 | 0.025 | 0.05 |  | IPCC 2006a Table 6.3
N20 from effluent discharge to estuary
| Low | Mid | High
kg N20 N per kg N discharged | 0.0005 | 0.0025 | 0.005
Euro 3 | 0.221 | kgCO2 / tkm
Euro 4 | 0.219 | kgCO2 / tkm
Euro 5 | 0.22 | kgCO2 / tkm
Euro 6 | 0.219 | kgCO2 / tkm
0.21975
Max carrying capacity 18m3
Misc Items
| Materials | Mass (kg)
Actuated Valve | Bronze | 2.28
| Stainless Steel | 1.8
Sludge Level Reader | Total | 1.2
| Material | PVDF
High Level Alarm
Control Panel

## Wetland Flow
| PE | 5 | 10 | 20 | 30 | 50 | 75 | 100 | 150 | 200 | 300 | 400 | 500 | 600 | 800 | 1000
| Flowrate (m3/d) | 1.875 | 3.75 | 7.5 | 11.25 | 18.75 | 28.125 | 37.5 | 56.25 | 75 | 112.5 | 150 | 187.5 | 225 | 300 | 375
Influent
| TN loading (g/d) | 75 | 150 | 300 | 450 | 750 | 1125 | 1500 | 2250 | 3000 | 4500 | 6000 | 7500 | 9000 | 12000 | 15000
NH4 loading
BOD loading
COD loading
| TSS loading | [15 empty] | Wetland Type | TN reduction | BOD: COD | Source
[17 empty] | VF | 44.6 | - | Vymazal 07
[17 empty] | VF | 43 | - | Brix and Arias 05
Effluent | [16 empty] | VF | 48 | 1.8333 | Luederitz et al. 01
Concentrations |  |  | CONSENTED
|  | NH4 | 15 | mg/l | [12 empty] | AHF | 33.8235 | - | Zapater-Pereyra 14
|  | BOD5 | 25 | mg/l | [12 empty] | AHF | 15.7 |  | Maltais-Landry 09
|  | TSS | 100 | mg/l | [12 empty] | AHF | 9.7 |  | Maltais-Landry 09
VF
|  | Reductions |  | Source
|  | TN | 44.6 | Vymazal 07
COD
Loads (g/d)
| TN effluent | 41.55 | 83.1 | 166.2 | 249.3 | 415.5 | 623.25 | 831 | 1246.5 | 1662 | 2493 | 3324 | 4155 | 4986 | 6648 | 8310
| NH4 effluent | 28.125 | 56.25 | 112.5 | 168.75 | 281.25 | 421.875 | 562.5 | 843.75 | 1125 | 1687.5 | 2250 | 2812.5 | 3375 | 4500 | 5625
| BOD effluent | 46.875 | 93.75 | 187.5 | 281.25 | 468.75 | 703.125 | 937.5 | 1406.25 | 1875 | 2812.5 | 3750 | 4687.5 | 5625 | 7500 | 9375
COD effluent
| TSS effluent | 187.5 | 375 | 750 | 1125 | 1875 | 2812.5 | 3750 | 5625 | 7500 | 11250 | 15000 | 18750 | 22500 | 30000 | 37500
AHF
|  | Reductions |  | Source
|  | TN | 33.8 | Zapater-Pereyra 14
COD
Loads (g/d)
| TN effluent | 49.65 | 99.3 | 198.6 | 297.9 | 496.5 | 744.75 | 993 | 1489.5 | 1986 | 2979 | 3972 | 4965 | 5958 | 7944 | 9930
| NH4 effluent | 28.125 | 56.25 | 112.5 | 168.75 | 281.25 | 421.875 | 562.5 | 843.75 | 1125 | 1687.5 | 2250 | 2812.5 | 3375 | 4500 | 5625
| BOD effluent | 46.875 | 93.75 | 187.5 | 281.25 | 468.75 | 703.125 | 937.5 | 1406.25 | 1875 | 2812.5 | 3750 | 4687.5 | 5625 | 7500 | 9375
COD effluent
| TSS effluent | 187.5 | 375 | 750 | 1125 | 1875 | 2812.5 | 3750 | 5625 | 7500 | 11250 | 15000 | 18750 | 22500 | 30000 | 37500

## Tankering
Lorry Weight Class
|  | 3.5 - 7.5 | 7.5 - 16 | 16-32
| Euro 3 | 0.533 | 0.221 | 0.173 | kgCO2 / tkm |  | Ecoinvent
| Euro 4 | 0.527 | 0.219 | 0.165 | kgCO2 / tkm |  | ReCipe Midpoint H
| Euro 5 | 0.528 | 0.22 | 0.174 | kgCO2 / tkm
| Euro 6 | 0.529 | 0.219 | 0.17 | kgCO2 / tkm
|  | 0.52925 | 0.21975 | 0.1705
Current Tankering Work
| ABR | [6 empty] | Septic Tank -SW |  |  |  | Septic Tank - BW |  |  |  |  | SAF
| PE | Volume m3 | Desludging Volume (m3) |  | Lorry Weight Class | No. |  | PE | Volume | Desludging Volume | Lorry Weight Class | PE | Volume | Desludging Volume | No. tankers | Lorry Weight Class | PE | Volume (m3) | Desludging Volume (m3) | Lorry Weight Class
| 5 | 6 | 1.8 |  | 3.5 - 7.5 | 1 |  | 5 | 2800 | 840 | 3.5 - 7.5 | 5 | 2.9 | 957 | 1 | 3.5 - 7.5 | 5 | 1.577 | 473.1 | 3.5 - 7.5
| 10 | 12 | 3.6 |  | 7.5 - 16 | 1 |  | 10 | 3000 | 900 | 3.5 - 7.5 | 10 | 3.8 | 1254 | 1 | 3.5 - 7.5 | 10 | 2.9353 | 880.6 | 3.5 - 7.5
| 20 | 24 | 7.2 |  | 7.5 - 16 | 1 |  | 20 | 6500 | 1950 | 3.5 - 7.5 | 20 | 5.6 | 1848 | 1 | 3.5 - 7.5 | 20 | 4.7833 | 1435 | 3.5 - 7.5
| 30 | 36 | 10.8 |  | 16-32 | 1 |  | 30 | 9 | 2.7 | 7.5 - 16 | 30 | 7.4 | 2442 | 1 | 7.5 - 16 | 30 | 8.9466 | 2683.9946 | 7.5 - 16
| 50 | 60 | 18 |  | 16-32 | 1 |  | 50 | 12000 | 3600 | 7.5 - 16 | 50 | 11 | 3630 | 1 | 7.5 - 16 | 50 | 14.8841 | 4465.237 | 7.5 - 16
| 75 | 90 | 27 |  | 16-32 | 2 |  | 75 | 15000 | 4500 | 7.5 - 16 | 75 | 15.5 | 5115 | 1 | 7.5 - 16 | 75 | 16.4757 | 4942.713 | 7.5 - 16
| 100 | 120 | 36 |  | 16-32 | 2 |  | 100 | 20000 | 6000 | 7.5 - 16 | 100 | 20 | 6600 | 1 | 7.5 - 16 | 100 | 19.8871 | 5966.1346 | 7.5 - 16
| 150 | [6 empty] | 150 |  |  |  | 150 | 29 | 9570 | 1 | 7.5 - 16 | 150
| 200 | 240 | 72 |  | 16-32 | 4 |  | 200 |  |  |  | 200 | 38 | 12540 | 1 | 16-32 | 200
| 300 | 360 | 108 |  | 16-32 | 6 |  | 300 |  |  |  | 300 | 56 | 18480 | 1 | 16-32 | 300
| 400 | 480 | 144 |  | 16-32 | 8 |  | 400 |  |  |  | 400 | 74 | 24420 | 2 | 16-32 | 400
| 500 | 600 | 180 |  | 16-32 | 10 |  | 500 |  |  |  | 500 | 92 | 30360 | 2 | 16-32 | 500
| 600 | 720 | 216 |  | 16-32 | 12 |  | 600 |  |  |  | 600 | 110 | 36300 | 2 | 16-32 | 600
| 800 | 960 | 288 |  | 16-32 | 16 |  | 800 |  |  |  | 800 | 146 | 48180 | 3 | 16-32 | 800
| 1000 | 1200 | 360 |  | 16-32 | 20 |  | 1000 |  |  |  | 1000 | 182 | 60060 | 4 | 16-32 | 1000
| 7.5 | 7.5tn Tanker |  | 2000L Capcity |  | https://fourjays.co.uk/product/tankers-disposal-vehicles/
| 15 | 15 tn | 10.5tn | 10500 L Capacity |  | https://www.kelberg.com/product-info.asp?id=152&gclid=EAIaIQobChMImMXd7uP78wIV0N_tCh2aAwREEAAYAiAAEgIc-fD_BwE
| 32 | 32 tn |  | 19000 L Capacity |  | https://www.kelberg.com/product-info.asp?id=152&gclid=EAIaIQobChMImMXd7uP78wIV0N_tCh2aAwREEAAYAiAAEgIc-fD_BwE
Unladen Journey
Tanker
| Travel Distance (mi) | Travel Distance (km) | 3.5 - 7.5 | 7.5 - 16 | 16-32
| 5 | 8 | 31.755 | 26.37 | 43.648
| 10 | 16 | 63.51 | 52.74 | 87.296
| 20 | 32 | 127.02 | 105.48 | 174.592
| 30 | 48 | 190.53 | 158.22 | 261.888
| 40 | 64 | 254.04 | 210.96 | 349.184
| 50 | 80 | 317.55 | 263.7 | 436.48
| 60 | 96 | 381.06 | 316.44 | 523.776
| 70 | 112 | 444.57 | 369.18 | 611.072
| 80 | 128 | 508.08 | 421.92 | 698.368

## Operational Emission Factors
Methane Emissions from constructed wetlands | [5 empty] | Process | Emission | Source
Septic Tank
Ch4 emissions = sum(TOW * EF) | [5 empty] | Nitrous Oxide (g PE-1 d-1) | 0.005 | WERF
[6 empty] | Methane (g PE-1 d-1) | 11 | WERF
Where | [5 empty] | Drainfield
TOW | total organics entering CW (kg BOD yr-1) |  |  |  |  | Nitrous Oxide (g PE-1 d-1) | 0.15 | WERF
CH4 emissions (kg CH4 yr-1) | [5 empty] | Methane (g PE-1 d-1) | -0.3 | WERF
EF | Emission factor |  |  |  |  | Discharge to Water Source
[6 empty] | Nitrous Oxide (kg N2O kg N discharged-1) | 0.025 | Foley 10 / IPCC 06
[6 empty] | Methane (kg CH4 kg COD discharged-1) | 0.0025 | Foley 10 / IPCC 97
EF = Bo * MCF | [5 empty] | SAF
[6 empty] | Nitrous Oxide (kg N2O kg TN-1) | 0.002 | UKWIR 08
Bo | Max CH4 producing capacity |  |  |  |  | Methane (mg CH4 Pe-1 d-1) | 57 | Wang et al
MCF | Methane Correction factor |  |  |  |  | ABR
[6 empty] | Methane | 16.02 | Foley 10 / Doka 03 |  | I don’t understand how this works and Doka is the basis for Ecoinvent anyway
MCF | VF |  |  |  |  | Nitrous Oxide | 0.73 | Foley 10 / Doka 03 |  | Cant find it in orginial source and
| Range |  |  |  |  | VF Wetland
0.01 | 0.004-0.016 |  |  |  |  | Nitrous Oxide (kg N2O kg TN-1) | 0.00018 | Werf and Mander
[6 empty] | Methane (kg CH4 kg TOCin -1) | 0.0128 | Mander
Use 2006 IPCC guideliones | [5 empty] | AHF wetland
[6 empty] | Nitrous Oxide (kg N2O kg TN-1) | 0.00112 | Maltais - Landry
[6 empty] | Methane (mg CH4 Pe-1 d-1) | 0 | Wang et al
Biogas Flaring is modelled as the flaring of sour waste natural gas with the carbon dioxide emission omitted as they are biogenic rather than foissl
[14 empty] | 9.195 | 18.39 | 161096.4 | 161.0964 | 0.1611
0.027799 | m3
0.000237 | kg Co2 eq
[14 empty] | 263.56 | 527.12 | 4617571.2 | 4617.5712 | 4.6176
0.0085255 | kg Co2 m-3 Biomethane
Target Constent
Conc (mg/l)
[6 empty] | TSS | 100 |  | GWP | 265
[6 empty] | BOD5 | 25 |  | GWP | 28
Nitrous Oxide (kg N2O kg N discharged-1) | 0.025 |  |  |  |  | NH4-N | 15
Methane (kg CH4 kg COD discharged-1) | 0.0025
PE | 5 | 10 | 20 | 30 | 50 | 75 | 100 | 150 | 200 | 300 | 400 | 500 | 600 | 800 | 1000
Qav (m3/d) | 1.875 | 3.75 | 7.5 | 11.25 | 18.75 | 28.125 | 37.5 | 56.25 | 75 | 112.5 | 150 | 187.5 | 225 | 300 | 375 |  |  |  | PE
[19 empty] | 5 | 71.0525 | 14.2105 | kg CO2 PE-1 yr-1
TSS (g/d) | 187.5 | 375 | 750 | 1125 | 1875 | 2812.5 | 3750 | 5625 | 7500 | 11250 | 15000 | 18750 | 22500 | 30000 | 37500 |  |  |  | 10 | 142.1051 | 14.2105
BOD5 (g/d) | 46.875 | 93.75 | 187.5 | 281.25 | 468.75 | 703.125 | 937.5 | 1406.25 | 1875 | 2812.5 | 3750 | 4687.5 | 5625 | 7500 | 9375 |  |  |  | 20 | 284.2102 | 14.2105
NH4-N (g/d) | 28.125 | 56.25 | 112.5 | 168.75 | 281.25 | 421.875 | 562.5 | 843.75 | 1125 | 1687.5 | 2250 | 2812.5 | 3375 | 4500 | 5625 |  |  |  | 30 | 426.3152 | 14.2105
COD | 117.1875 | 234.375 | 468.75 | 703.125 | 1171.875 | 1757.8125 | 2343.75 | 3515.625 | 4687.5 | 7031.25 | 9375 | 11718.75 | 14062.5 | 18750 | 23437.5 |  |  |  | 50 | 710.5254 | 14.2105
[19 empty] | 75 | 1065.7881 | 14.2105
N2O (g/d) | 0.70312 | 1.4062 | 2.8125 | 4.2188 | 7.0312 | 10.5469 | 14.0625 | 21.0938 | 28.125 | 42.1875 | 56.25 | 70.3125 | 84.375 | 112.5 | 140.625 |  |  |  | 100 | 1421.0508 | 14.2105
CH4 (g/d) | 0.29297 | 0.58594 | 1.1719 | 1.7578 | 2.9297 | 4.3945 | 5.8594 | 8.7891 | 11.7188 | 17.5781 | 23.4375 | 29.2969 | 35.1562 | 46.875 | 58.5938 |  |  |  | 150 | 2131.5762 | 14.2105
[19 empty] | 200 | 2842.1016 | 14.2105
CO2 eq | 0.19453 | 0.38906 | 0.77812 | 1.1672 | 1.9453 | 2.918 | 3.8906 | 5.8359 | 7.7812 | 11.6719 | 15.5625 | 19.4531 | 23.3438 | 31.125 | 38.9062 |  |  |  | 300 | 4263.1523 | 14.2105
| 71.0525 | 142.1051 | 284.2102 | 426.3152 | 710.5254 | 1065.7881 | 1421.0508 | 2131.5762 | 2842.1016 | 4263.1523 | 5684.2031 | 7105.2539 | 8526.3047 | 11368.4062 | 14210.5078 |  |  |  | 400 | 5684.2031 | 14.2105
[19 empty] | 500 | 7105.2539 | 14.2105
[19 empty] | 600 | 8526.3047 | 14.2105
[19 empty] | 800 | 11368.4062 | 14.2105
[19 empty] | 1000 | 14210.5078 | 14.2105
Electrical Car Transport | per Km
Energy Cost | 0.000718 | MJ |  | 1 | MJ
| 0.00019944 | kWh |  | 0.27778 | kWh
|  |  |  | 3.6 | MJ kWh-1
Carbon Emission | 8.1e-05 | kg Co2 | excluding Grid Electricity
Each trip | 40 miles
| 64 | km
Trip
| 0.012764 | kWh
| 0.005184 | kg Co2
12 | 0.15317 | kWh
| 0.062208 | kg Co2
In 2030 | 89.4309 | gCo2 per kWh
0.013698
| 0.075906 |  | 0.0063255
Tree planting
According to the roadmap
11 million tree |  | 0.05 | MtCO2 eq yr-1
50000
Cost
1000 | £/tCo2eq

## Septic Tank - British (hidden)
[10 empty] | 5 PE | [12 empty] | 10 PE | [12 empty] | 20 PE | [12 empty] | 30 PE | [12 empty] | 50 PE | [12 empty] | 75 PE | [12 empty] | 100 PE | [13 empty] | 150 PE | 200 PE | 300 PE | 400 PE | 500 PE | 600 PE | 800 PE | 1000 PE
|  |  | Materials | [5 empty] | Process
Size (PE) | Ground Conditions | Soil Perpulaction | GRP | Concrete | Pea Shingle | HDPE | Polypropylene | Galvanised Steel | Excavation | Scenario | [12 empty] | Scenario | [12 empty] | Scenario | [12 empty] | Scenario | [12 empty] | Scenario | [12 empty] | Scenario | [12 empty] | Scenario
5 | Dry |  |  | 2500 | 5370 |  |  |  |  | 5 PE | Dry Conditions | Onion | [11 empty] | Dry Conditions | Onion | [11 empty] | Dry Conditions | Shallow Dig | [11 empty] | Dry Conditions | Shallow Dig | [11 empty] | Dry Conditions | Shallow Dig | [11 empty] | Dry Conditions | Shallow Dig | [11 empty] | Dry Conditions | Shallow Dig
| Wet |  |  | 10000 | [5 empty] | Materials | [12 empty] | Materials | [12 empty] | Materials | [12 empty] | Materials | [12 empty] | Materials | [12 empty] | Materials | [12 empty] | Materials
|  | 12 |  | 8656.875 | 7607.5 | 15.01 |  | 825.3 | 28.3815 | Item | Amount (m3) | Amount (kg) | [10 empty] | Item | Amount (m3) | Amount (kg) | [10 empty] | Item | Amount (m3) | Amount (kg) | [10 empty] | Item | Amount (m3) | Amount (kg) | [10 empty] | Item | Amount (m3) | Amount (kg) | [10 empty] | Item | Amount (m3) | Amount (kg) | [10 empty] | Item | Amount (m3) | Amount (kg)
|  | 20 |  | 8656.875 | 10292.5 | 19.75 |  | 825.3 | 30.7815 | Concrete | 1 | 2500 | [10 empty] | Concrete | 3.6 | 9000 | [10 empty] | Concrete | 1.9 | 4750 | [10 empty] | Pea shingle | 17.5768 | 26804.6932 | [10 empty] | Pea shingle | 24.9928 | 38114.0619 | [10 empty] | Pea shingle | 29.0484 | 44298.778 | [10 empty] | Pea shingle | 51.2509 | 78157.6387
|  | 30 |  | 9568.125 | 13648.75 | 25.675 |  | 943.2 | 34.146 | Pea shingle | 3 | 4575 | [10 empty] | Pea shingle | 6.2 | 9455 | [10 empty] | Pea shingle | 14.8624 | 22665.1904 | [10 empty] | HDPE |  | 326 | [10 empty] | Concrete | 2.7317 | 6829.3125 | [10 empty] | Concrete | 3.3241 | 8310.195 | [10 empty] | Concrete | 3.9874 | 9968.445
|  | 40 |  | 10479.375 | 17005 | 31.6 |  | 1061.1 | 37.5105 | GRP |  | 105.8633 | [10 empty] | GRP |  | 135.7433 | [10 empty] | GRP |  | 182.41 | [23 empty] | GRP |  | 404.952 | [10 empty] | GRP |  | 506.19 | [10 empty] | GRP |  | 674.92
|  | 50 |  | 11390.625 | 20361.25 | 37.525 |  | 1179 | 40.875
|  | 60 |  | 12301.875 | 23717.5 | 43.45 |  | 1296.9 | 44.2395 | [27 empty] | Wet | Shallow Dig | [11 empty] | Wet | Shallow Dig | [11 empty] | Wet | Shallow Dig | [11 empty] | Wet | Shallow Dig | [11 empty] | Wet | Shallow Dig
|  | 70 |  | 13213.125 | 27073.75 | 49.375 |  | 1414.8 | 47.604 | 5 PE | Wet Conditions | Onion | [23 empty] | Materials | [12 empty] | Materials | [12 empty] | Materials | [12 empty] | Materials | [12 empty] | Materials
|  | 80 |  | 14124.375 | 30430 | 55.3 |  | 1532.7 | 50.9685 | Materials | [25 empty] | Item | Amount (m3) | Amount (kg) | [10 empty] | Item | Amount (m3) | Amount (kg) | [10 empty] | Item | Amount (m3) | Amount (kg) | [10 empty] | Item | Amount (m3) | Amount (kg) | [10 empty] | Item | Amount (m3) | Amount (kg)
|  | 90 |  | 15035.625 | 33786.25 | 61.225 |  | 1650.6 | 54.333 | Item | Amount (m3) | Amount (kg) | [23 empty] | Concrete | 16.7624 | 41906.0498 | [10 empty] | Concrete | 17.5768 | 43942.12 | [10 empty] | Concrete | 27.7246 | 69311.3813 | [10 empty] | Concrete | 32.3725 | 80931.1425 | [10 empty] | Concrete | 32.3725 | 80931.1425
|  | 100 |  | 15946.875 | 37142.5 | 67.15 |  | 1768.5 | 57.6975 | Concrete | 4 | 10000 | [36 empty] | HDPE |  | 304 | [10 empty] | GRP |  | 404.952 | [10 empty] | GRP |  | 506.19 | [10 empty] | GRP |  | 674.92
10 | All |  |  | 9000 | 11098 |  |  |  |  | GRP |  | 1 | [23 empty] | GRP |  | 182.41
|  | 12 |  | 9568.125 | 11635 | 22.12 |  | 825.3 | 33.7272
|  | 20 |  | 10479.375 | 17005 | 31.6 |  | 825.3 | 38.8918
|  | 30 |  | 12301.875 | 23717.5 | 43.45 |  | 943.2 | 45.6208 |  | HDPE Pipe |  | Pea shingle |  | Polypropylene |  | Concrete |  | Galvanised Steel |  |  |  |  | HDPE Pipe |  | Pea shingle |  | Polypropylene |  | Concrete |  | Galvanised Steel |  |  |  |  | HDPE Pipe |  | Pea shingle |  | Polypropylene |  | Concrete |  | Galvanised Steel |  |  |  |  | HDPE Pipe |  | Pea shingle |  | Polypropylene |  | Concrete |  | Galvanised Steel |  |  |  |  | HDPE Pipe |  | Pea shingle |  | Polypropylene |  | Concrete |  | Galvanised Steel |  |  |  |  | HDPE Pipe |  | Pea shingle |  | Polypropylene |  | Concrete |  | Galvanised Steel |  |  |  |  | HDPE Pipe |  | Pea shingle |  | Polypropylene |  | Concrete |  | Galvanised Steel
|  | 40 |  | 14124.375 | 30430 | 55.3 |  | 1061.1 | 52.3498 | Vp | Length | Amount (kg) | Amount (m3) | Amount (kg) | Amount (m2) | Amount (kg) | Amount (m3) | Amount (kg) | No. Posts | Amount (kg) |  |  | Vp | Length | Amount (kg) | Amount (m3) | Amount (kg) | Amount (m2) | Amount (kg) | Amount (m3) | Amount (kg) | No. Posts | Amount (kg) |  |  | Vp | Length | Amount (kg) | Amount (m3) | Amount (kg) | Amount (m2) | Amount (kg) | Amount (m3) | Amount (kg) | No. Posts | Amount (kg) |  |  | Vp | Length | Amount (kg) | Amount (m3) | Amount (kg) | Amount (m2) | Amount (kg) | Amount (m3) | Amount (kg) | No. Posts | Amount (kg) |  |  | Vp | Length | Amount (kg) | Amount (m3) | Amount (kg) | Amount (m2) | Amount (kg) | Amount (m3) | Amount (kg) | No. Posts | Amount (kg) |  |  | Vp | Length | Amount (kg) | Amount (m3) | Amount (kg) | Amount (m2) | Amount (kg) | Amount (m3) | Amount (kg) | No. Posts | Amount (kg) |  |  | Vp | Length | Amount (kg) | Amount (m3) | Amount (kg) | Amount (m2) | Amount (kg) | Amount (m3) | Amount (kg) | No. Posts | Amount (kg)
|  | 50 |  | 14124.375 | 35203.3333 | 51.35 |  | 1179 | 56.6164 | 12 | 19 | 15.01 | 4.25 | 6481.25 | 8.5 | 7.82 | 3.4628 | 8656.875 | 14 | 825.3 |  |  | 12 | 28 | 22.12 | 6.5 | 9912.5 | 13 | 11.96 | 3.8273 | 9568.125 | 14 | 825.3 |  |  | 12 | 46 | 36.34 | 11 | 16775 | 22 | 20.24 | 4.9208 | 12301.875 | 21 | 1237.95 |  |  | 12 | 64 | 50.56 | 15.5 | 23637.5 | 31 | 28.52 | 5.6498 | 14124.375 | 25 | 1473.75 |  |  | 12 | 75 | 59.25 | 23 | 35075 | 46 | 42.32 | 6.3788 | 15946.875 | 29 | 1709.55 |  |  | 12 | 79 | 62.41 | 32 | 48800 | 64 | 58.88 | 7.1078 | 17769.375 | 33 | 1945.35 |  |  | 12 | 90 | 71.1 | 41 | 62525 | 82 | 75.44 | 7.4723 | 18680.625 | 35 | 2063.25
|  | 60 |  | 15035.625 | 41170 | 59.25 |  | 1296.9 | 62.3143 | 20 | 25 | 19.75 | 5.75 | 8768.75 | 11.5 | 10.58 | 3.4628 | 8656.875 | 14 | 825.3 |  |  | 20 | 40 | 31.6 | 9.5 | 14487.5 | 19 | 17.48 | 4.1918 | 10479.375 | 14 | 825.3 |  |  | 20 | 70 | 55.3 | 17 | 25925 | 34 | 31.28 | 6.0143 | 15035.625 | 27 | 1591.65 |  |  | 20 | 75 | 59.25 | 23 | 35075 | 46 | 42.32 | 6.0143 | 15035.625 | 27 | 1591.65 |  |  | 20 | 85 | 67.15 | 35 | 53375 | 70 | 64.4 | 7.1078 | 17769.375 | 33 | 1945.35 |  |  | 20 | 96.25 | 76.0375 | 50.1875 | 76535.9375 | 100.375 | 92.345 | 8.2013 | 20503.125 | 39 | 2299.05 |  |  | 20 | 110 | 86.9 | 65 | 99125 | 130 | 119.6 | 8.9303 | 22325.625 | 43 | 2534.85
|  | 70 |  | 15035.625 | 46316.25 | 57.275 |  | 1414.8 | 66.9142 | 30 | 32.5 | 25.675 | 7.625 | 11628.125 | 15.25 | 14.03 | 3.8273 | 9568.125 | 16 | 943.2 |  |  | 30 | 55 | 43.45 | 13.25 | 20206.25 | 26.5 | 24.38 | 4.9208 | 12301.875 | 16 | 943.2 |  |  | 30 | 75 | 59.25 | 23 | 35075 | 46 | 42.32 | 6.3788 | 15946.875 | 29 | 1709.55 |  |  | 30 | 79 | 62.41 | 32 | 48800 | 64 | 58.88 | 6.7433 | 16858.125 | 31 | 1827.45 |  |  | 30 | 96.25 | 76.0375 | 50.1875 | 76535.9375 | 100.375 | 92.345 | 7.8368 | 19591.875 | 37 | 2181.15 |  |  | 30 | 116.25 | 91.8375 | 72.9375 | 111229.6875 | 145.875 | 134.205 | 9.2948 | 23236.875 | 45 | 2652.75 |  |  | 30 | 135 | 106.65 | 95 | 144875 | 190 | 174.8 | 10.3883 | 25970.625 | 51 | 3006.45
|  | 80 |  | 15946.875 | 51910 | 63.2 |  | 1532.7 | 72.2788 | 40 | 40 | 31.6 | 9.5 | 14487.5 | 19 | 17.48 | 4.1918 | 10479.375 | 18 | 1061.1 |  |  | 40 | 70 | 55.3 | 17 | 25925 | 34 | 31.28 | 5.6498 | 14124.375 | 18 | 1061.1 |  |  | 40 | 80 | 63.2 | 29 | 44225 | 58 | 53.36 | 6.7433 | 16858.125 | 31 | 1827.45 |  |  | 40 | 90 | 71.1 | 41 | 62525 | 82 | 75.44 | 7.1078 | 17769.375 | 33 | 1945.35 |  |  | 40 | 110 | 86.9 | 65 | 99125 | 130 | 119.6 | 8.9303 | 22325.625 | 43 | 2534.85 |  |  | 40 | 135 | 106.65 | 95 | 144875 | 190 | 174.8 | 10.3883 | 25970.625 | 51 | 3006.45 |  |  | 40 | 160 | 126.4 | 125 | 190625 | 250 | 230 | 12.2108 | 30526.875 | 61 | 3595.95
|  | 90 |  | 15946.875 | 57280 | 62.41 |  | 1650.6 | 77.0788 | 50 | 47.5 | 37.525 | 11.375 | 17346.875 | 22.75 | 20.93 | 4.5563 | 11390.625 | 20 | 1179 |  |  | 50 | 65 | 51.35 | 19.6667 | 29991.6667 | 39.3333 | 36.1867 | 5.6498 | 14124.375 | 20 | 1179 |  |  | 50 | 85 | 67.15 | 35 | 53375 | 70 | 64.4 | 7.1078 | 17769.375 | 33 | 1945.35 |  |  | 50 | 96.25 | 76.0375 | 50.1875 | 76535.9375 | 100.375 | 92.345 | 7.8368 | 19591.875 | 37 | 2181.15 |  |  | 50 | 122.6923 | 96.9269 | 80.3077 | 122469.2308 | 160.6154 | 147.7662 | 9.6593 | 24148.125 | 47 | 2770.65 |  |  | 50 | 154.2105 | 121.8263 | 117.6842 | 179468.4211 | 235.3684 | 216.5389 | 11.8463 | 29615.625 | 59 | 3478.05 |  |  | 50 | 185 | 146.15 | 155 | 236375 | 310 | 285.2 | 13.6688 | 34171.875 | 69 | 4067.55
|  | 100 |  | 16858.125 | 62650 | 67.15 |  | 1768.5 | 82.2433 | 60 | 55 | 43.45 | 13.25 | 20206.25 | 26.5 | 24.38 | 4.9208 | 12301.875 | 22 | 1296.9 |  |  | 60 | 75 | 59.25 | 23 | 35075 | 46 | 42.32 | 6.0143 | 15035.625 | 22 | 1296.9 |  |  | 60 | 90 | 71.1 | 41 | 62525 | 82 | 75.44 | 7.4723 | 18680.625 | 35 | 2063.25 |  |  | 60 | 105 | 82.95 | 59 | 89975 | 118 | 108.56 | 8.2013 | 20503.125 | 39 | 2299.05 |  |  | 60 | 135 | 106.65 | 95 | 144875 | 190 | 174.8 | 10.3883 | 25970.625 | 51 | 3006.45 |  |  | 60 | 173.6957 | 137.2196 | 140.3913 | 214096.7391 | 280.7826 | 258.32 | 12.9398 | 32349.375 | 65 | 3831.75 |  |  | 60 | 210 | 165.9 | 185 | 282125 | 370 | 340.4 | 15.4913 | 38728.125 | 79 | 4657.05
20 | Dry |  | 182.41 | 4750 | 26603.7316 |  |  |  |  | 70 | 62.5 | 49.375 | 15.125 | 23065.625 | 30.25 | 27.83 | 5.2853 | 13213.125 | 24 | 1414.8 |  |  | 70 | 72.5 | 57.275 | 25.875 | 39459.375 | 51.75 | 47.61 | 6.0143 | 15035.625 | 24 | 1414.8 |  |  | 70 | 95 | 75.05 | 47 | 71675 | 94 | 86.48 | 7.8368 | 19591.875 | 37 | 2181.15 |  |  | 70 | 112.2727 | 88.6955 | 68.2727 | 104115.9091 | 136.5455 | 125.6218 | 8.5658 | 21414.375 | 41 | 2416.95 |  |  | 70 | 148.3333 | 117.1833 | 110.3611 | 168300.6944 | 220.7222 | 203.0644 | 11.4818 | 28704.375 | 57 | 3360.15 |  |  | 70 | 193.3333 | 152.7333 | 163.1111 | 248744.4444 | 326.2222 | 300.1244 | 14.3978 | 35994.375 | 73 | 4303.35 |  |  | 70 | 235 | 185.65 | 215 | 327875 | 430 | 395.6 | 16.9493 | 42373.125 | 87 | 5128.65
| Wet |  | 182.41 | 41906.0498 | [5 empty] | 80 | 70 | 55.3 | 17 | 25925 | 34 | 31.28 | 5.6498 | 14124.375 | 26 | 1532.7 |  |  | 80 | 80 | 63.2 | 29 | 44225 | 58 | 53.36 | 6.3788 | 15946.875 | 26 | 1532.7 |  |  | 80 | 100 | 79 | 53 | 80825 | 106 | 97.52 | 8.2013 | 20503.125 | 39 | 2299.05 |  |  | 80 | 120 | 94.8 | 77 | 117425 | 154 | 141.68 | 8.9303 | 22325.625 | 43 | 2534.85 |  |  | 80 | 160 | 126.4 | 125 | 190625 | 250 | 230 | 12.2108 | 30526.875 | 61 | 3595.95 |  |  | 80 | 210 | 165.9 | 185 | 282125 | 370 | 340.4 | 15.4913 | 38728.125 | 79 | 4657.05 |  |  | 80 | 260 | 205.4 | 245 | 373625 | 490 | 450.8 | 18.7718 | 46929.375 | 97 | 5718.15
|  | 12 |  | 12301.875 | 19690 | 36.34 |  | 1237.95 | 44.2012 | 90 | 77.5 | 61.225 | 18.875 | 28784.375 | 37.75 | 34.73 | 6.0143 | 15035.625 | 28 | 1650.6 |  |  | 90 | 79 | 62.41 | 32 | 48800 | 64 | 58.88 | 6.3788 | 15946.875 | 28 | 1650.6 |  |  | 90 | 105 | 82.95 | 59 | 89975 | 118 | 108.56 | 8.5658 | 21414.375 | 41 | 2416.95 |  |  | 90 | 127.8571 | 101.0071 | 86.3214 | 131640.1786 | 172.6429 | 158.8314 | 9.6593 | 24148.125 | 47 | 2770.65 |  |  | 90 | 173.6957 | 137.2196 | 140.3913 | 214096.7391 | 280.7826 | 258.32 | 12.9398 | 32349.375 | 65 | 3831.75 |  |  | 90 | 229.5588 | 181.3515 | 207.7132 | 316762.6838 | 415.4265 | 382.1924 | 16.5848 | 41461.875 | 85 | 5010.75 |  |  | 90 | 285 | 225.15 | 275 | 419375 | 550 | 506 | 20.2298 | 50574.375 | 105 | 6189.75
|  | 20 |  | 15035.625 | 30430 | 55.3 |  | 1591.65 | 54.8946 | 100 | 85 | 67.15 | 20.75 | 31643.75 | 41.5 | 38.18 | 6.3788 | 15946.875 | 30 | 1768.5 |  |  | 100 | 85 | 67.15 | 35 | 53375 | 70 | 64.4 | 6.7433 | 16858.125 | 30 | 1768.5 |  |  | 100 | 110 | 86.9 | 65 | 99125 | 130 | 119.6 | 8.9303 | 22325.625 | 43 | 2534.85 |  |  | 100 | 135 | 106.65 | 95 | 144875 | 190 | 174.8 | 10.0238 | 25059.375 | 49 | 2888.55 |  |  | 100 | 185 | 146.15 | 155 | 236375 | 310 | 285.2 | 13.6688 | 34171.875 | 69 | 4067.55 |  |  | 100 | 249.2105 | 196.8763 | 230.4342 | 351412.1711 | 460.8684 | 423.9989 | 18.0428 | 45106.875 | 93 | 5482.35 |  |  | 100 | 310 | 244.9 | 305 | 465125 | 610 | 561.2 | 22.0523 | 55130.625 | 115 | 6779.25
|  | 30 |  | 15946.875 | 41170 | 59.25 |  | 1709.55 | 64.8591
|  | 40 |  | 16858.125 | 51910 | 63.2 |  | 1827.45 | 74.8237
|  | 50 |  | 17769.375 | 62650 | 67.15 |  | 1945.35 | 84.7882 | Operations | [12 empty] | Operations | [12 empty] | Operations | [12 empty] | Operations | [12 empty] | Operations | [12 empty] | Operations | [12 empty] | Operations
|  | 60 |  | 18680.625 | 73390 | 71.1 |  | 2063.25 | 94.7527
|  | 70 |  | 19591.875 | 84130 | 75.05 |  | 2181.15 | 104.7172 | [84 empty] | 91739
|  | 80 |  | 20503.125 | 94870 | 79 |  | 2299.05 | 114.6817 | Excavation (m3) | [12 empty] | Excavation (m3) | [12 empty] | Excavation (m3) | [12 empty] | Excavation (m3) | [12 empty] | Excavation (m3) | [12 empty] | Excavation (m3) | [12 empty] | Excavation (m3)
|  | 90 |  | 21414.375 | 105610 | 82.95 |  | 2416.95 | 124.6462
|  | 100 |  | 22325.625 | 116350 | 86.9 |  | 2534.85 | 134.6106 | Vp | Tank | Field + Fence | Total |  |  | Tank | Field | Fence |  |  |  |  | Vp | Tank | Field + Fence | Total |  |  | Tank | Field | Fence |  |  |  |  | Vp | Tank | Field + Fence | Total |  |  |  | Tank | Field | Fence |  |  |  | Vp | Tank | Field + Fence | Total |  |  |  | Tank | Field | Fence |  |  |  | Vp | Tank | Field + Fence | Total |  |  |  | Tank | Field | Fence |  |  |  | Vp | Tank | Field + Fence | Total |  |  |  | Tank | Field | Fence |  |  |  | Vp | Tank | Field + Fence | Total |  |  |  | Tank | Field | Fence
30 | Dry | [8 empty] | 12 | 18.1187 | 10.2628 | 28.3815 |  |  | 18.1187 | 6.8 | 3.4627 |  |  |  |  | 12 | 19.5 | 14.2273 | 33.7272 |  |  | 19.5 | 10.4 | 3.8273 |  |  |  |  | 12 | 21.6804 | 22.5208 | 44.2012 |  |  |  | 21.6804 | 17.6 | 4.9208 |  |  |  | 12 | 25.5768 | 30.4498 | 56.0266 |  |  |  | 25.5768 | 24.8 | 5.6498 |  |  |  | 12 | 39.7246 | 43.1788 | 82.9033 |  |  |  | 39.7246 | 36.8 | 6.3788 |  |  |  | 12 | 47.3725 | 58.3078 | 105.6802 |  |  |  | 47.3725 | 51.2 | 7.1078 |  |  |  | 12 | 73.2509 | 73.0722 | 146.3232 |  |  |  | 73.2509 | 65.6 | 7.4723
| Wet | [8 empty] | 20 | 18.1187 | 12.6627 | 30.7815 |  |  | 18.1187 | 9.2 | 3.4627 |  |  |  |  | 20 | 19.5 | 19.3918 | 38.8918 |  |  | 19.5 | 15.2 | 4.1918 |  |  |  |  | 20 | 21.6804 | 33.2142 | 54.8946 |  |  |  | 21.6804 | 27.2 | 6.0143 |  |  |  | 20 | 25.5768 | 42.8143 | 68.3911 |  |  |  | 25.5768 | 36.8 | 6.0143 |  |  |  | 20 | 39.7246 | 63.1078 | 102.8323 |  |  |  | 39.7246 | 56 | 7.1078 |  |  |  | 20 | 47.3725 | 88.5012 | 135.8737 |  |  |  | 47.3725 | 80.3 | 8.2013 |  |  |  | 20 | 73.2509 | 112.9303 | 186.1812 |  |  |  | 73.2509 | 104 | 8.9303
|  | 12 | [7 empty] | 30 | 18.1187 | 16.0272 | 34.146 |  |  | 18.1187 | 12.2 | 3.8272 |  |  |  |  | 30 | 19.5 | 26.1208 | 45.6208 |  |  | 19.5 | 21.2 | 4.9208 |  |  |  |  | 30 | 21.6804 | 43.1788 | 64.8591 |  |  |  | 21.6804 | 36.8 | 6.3788 |  |  |  | 30 | 25.5768 | 57.9433 | 83.5201 |  |  |  | 25.5768 | 51.2 | 6.7433 |  |  |  | 30 | 39.7246 | 88.1367 | 127.8613 |  |  |  | 39.7246 | 80.3 | 7.8368 |  |  |  | 30 | 47.3725 | 125.9948 | 173.3672 |  |  |  | 47.3725 | 116.7 | 9.2948 |  |  |  | 30 | 73.2509 | 162.3882 | 235.6392 |  |  |  | 73.2509 | 152 | 10.3883
|  | 20 | [7 empty] | 40 | 18.1187 | 19.3918 | 37.5105 |  |  | 18.1187 | 15.2 | 4.1918 |  |  |  |  | 40 | 19.5 | 32.8498 | 52.3498 |  |  | 19.5 | 27.2 | 5.6498 |  |  |  |  | 40 | 21.6804 | 53.1433 | 74.8237 |  |  |  | 21.6804 | 46.4 | 6.7433 |  |  |  | 40 | 25.5768 | 72.7077 | 98.2846 |  |  |  | 25.5768 | 65.6 | 7.1078 |  |  |  | 40 | 39.7246 | 112.9303 | 152.6548 |  |  |  | 39.7246 | 104 | 8.9303 |  |  |  | 40 | 47.3725 | 162.3882 | 209.7607 |  |  |  | 47.3725 | 152 | 10.3883 |  |  |  | 40 | 73.2509 | 212.2107 | 285.4617 |  |  |  | 73.2509 | 200 | 12.2108
|  | 30 | [7 empty] | 50 | 18.1187 | 22.7563 | 40.875 |  |  | 18.1187 | 18.2 | 4.5563 |  |  |  |  | 50 | 19.5 | 37.1164 | 56.6164 |  |  | 19.5 | 31.4667 | 5.6498 |  |  |  |  | 50 | 21.6804 | 63.1078 | 84.7882 |  |  |  | 21.6804 | 56 | 7.1078 |  |  |  | 50 | 25.5768 | 88.1367 | 113.7136 |  |  |  | 25.5768 | 80.3 | 7.8368 |  |  |  | 50 | 39.7246 | 138.1516 | 177.8761 |  |  |  | 39.7246 | 128.4923 | 9.6593 |  |  |  | 50 | 47.3725 | 200.141 | 247.5134 |  |  |  | 47.3725 | 188.2947 | 11.8463 |  |  |  | 50 | 73.2509 | 261.6687 | 334.9197 |  |  |  | 73.2509 | 248 | 13.6688
|  | 40 | [7 empty] | 60 | 18.1187 | 26.1208 | 44.2395 |  |  | 18.1187 | 21.2 | 4.9208 |  |  |  |  | 60 | 19.5 | 42.8143 | 62.3143 |  |  | 19.5 | 36.8 | 6.0143 |  |  |  |  | 60 | 21.6804 | 73.0722 | 94.7527 |  |  |  | 21.6804 | 65.6 | 7.4723 |  |  |  | 60 | 25.5768 | 102.6013 | 128.1781 |  |  |  | 25.5768 | 94.4 | 8.2013 |  |  |  | 60 | 39.7246 | 162.3882 | 202.1128 |  |  |  | 39.7246 | 152 | 10.3883 |  |  |  | 60 | 47.3725 | 237.5658 | 284.9383 |  |  |  | 47.3725 | 224.6261 | 12.9398 |  |  |  | 60 | 73.2509 | 311.4912 | 384.7422 |  |  |  | 73.2509 | 296 | 15.4913
|  | 50 | [7 empty] | 70 | 18.1187 | 29.4853 | 47.604 |  |  | 18.1187 | 24.2 | 5.2853 |  |  |  |  | 70 | 19.5 | 47.4142 | 66.9142 |  |  | 19.5 | 41.4 | 6.0143 |  |  |  |  | 70 | 21.6804 | 83.0367 | 104.7172 |  |  |  | 21.6804 | 75.2 | 7.8368 |  |  |  | 70 | 25.5768 | 117.8021 | 143.379 |  |  |  | 25.5768 | 109.2364 | 8.5658 |  |  |  | 70 | 39.7246 | 188.0595 | 227.7841 |  |  |  | 39.7246 | 176.5778 | 11.4818 |  |  |  | 70 | 47.3725 | 275.3755 | 322.748 |  |  |  | 47.3725 | 260.9778 | 14.3978 |  |  |  | 70 | 73.2509 | 360.9493 | 434.2002 |  |  |  | 73.2509 | 344 | 16.9493
|  | 60 | [7 empty] | 80 | 18.1187 | 32.8498 | 50.9685 |  |  | 18.1187 | 27.2 | 5.6498 |  |  |  |  | 80 | 19.5 | 52.7788 | 72.2788 |  |  | 19.5 | 46.4 | 6.3788 |  |  |  |  | 80 | 21.6804 | 93.0012 | 114.6817 |  |  |  | 21.6804 | 84.8 | 8.2013 |  |  |  | 80 | 25.5768 | 132.1302 | 157.7071 |  |  |  | 25.5768 | 123.2 | 8.9303 |  |  |  | 80 | 39.7246 | 212.2107 | 251.9353 |  |  |  | 39.7246 | 200 | 12.2108 |  |  |  | 80 | 47.3725 | 311.4912 | 358.8637 |  |  |  | 47.3725 | 296 | 15.4913 |  |  |  | 80 | 73.2509 | 410.7717 | 484.0227 |  |  |  | 73.2509 | 392 | 18.7718
|  | 70 | [7 empty] | 90 | 18.1187 | 36.2142 | 54.333 |  |  | 18.1187 | 30.2 | 6.0143 |  |  |  |  | 90 | 19.5 | 57.5788 | 77.0788 |  |  | 19.5 | 51.2 | 6.3788 |  |  |  |  | 90 | 21.6804 | 102.9658 | 124.6462 |  |  |  | 21.6804 | 94.4 | 8.5658 |  |  |  | 90 | 25.5768 | 147.7735 | 173.3504 |  |  |  | 25.5768 | 138.1143 | 9.6593 |  |  |  | 90 | 39.7246 | 237.5658 | 277.2904 |  |  |  | 39.7246 | 224.6261 | 12.9398 |  |  |  | 90 | 47.3725 | 348.9259 | 396.2984 |  |  |  | 47.3725 | 332.3412 | 16.5848 |  |  |  | 90 | 73.2509 | 460.2298 | 533.4807 |  |  |  | 73.2509 | 440 | 20.2298
|  | 80 | [7 empty] | 100 | 18.1187 | 39.5788 | 57.6975 |  |  | 18.1187 | 33.2 | 6.3788 |  |  |  |  | 100 | 19.5 | 62.7433 | 82.2433 |  |  | 19.5 | 56 | 6.7433 |  |  |  |  | 100 | 21.6804 | 112.9303 | 134.6106 |  |  |  | 21.6804 | 104 | 8.9303 |  |  |  | 100 | 25.5768 | 162.0238 | 187.6006 |  |  |  | 25.5768 | 152 | 10.0238 |  |  |  | 100 | 39.7246 | 261.6687 | 301.3933 |  |  |  | 39.7246 | 248 | 13.6688 |  |  |  | 100 | 47.3725 | 386.7375 | 434.1099 |  |  |  | 47.3725 | 368.6947 | 18.0428 |  |  |  | 100 | 73.2509 | 510.0523 | 583.3032 |  |  |  | 73.2509 | 488 | 22.0523
90
100
50 | Dry | [8 empty] | Capital Carbon Emissions
Wet
|  | 12 | [9 empty] | Contributions |  |  |  | Components | [8 empty] | Contributions |  |  |  | Components | [8 empty] | Contributions |  |  |  | Components | [8 empty] | Contributions |  |  |  | Components | [8 empty] | Contributions |  |  |  | Components | [8 empty] | Contributions |  |  |  | Components | [8 empty] | Contributions |  |  |  | Components
|  | 20 | [7 empty] | Ground Conditions | Vp | Tank | Field | Fence | Overall | Excavation | Pea Shingle | Concrete | Geotextile | GRP | HDPE Pipe | Steel | Ground Conditions | Vp | Tank | Field | Fence | Overall | Excavation | Pea Shingle | Concrete | Geotextile | GRP | HDPE Pipe | Steel | Ground Conditions | Vp | Tank | Field | Fence | Overall | Excavation | Pea Shingle | Concrete | Geotextile | GRP | HDPE Pipe | Steel | Ground Conditions | Vp | Tank | Field | Fence | Overall | Excavation | Pea Shingle | Concrete | Geotextile | HDPE | HDPE Pipe | Steel | Ground Conditions | Vp | Tank | Field | Fence | Overall | Excavation | Pea Shingle | Concrete | Geotextile | GRP | HDPE Pipe | Steel | Ground Conditions | Vp | Tank | Field | Fence | Overall | Excavation | Pea Shingle | Concrete | Geotextile | GRP | HDPE Pipe | Steel | Ground Conditions | Vp | Tank | Field | Fence | Overall | Excavation | Pea Shingle | Concrete | Geotextile | GRP | HDPE Pipe | Steel | Overall
|  | 30 | [7 empty] | Dry | 12 | 790 | 141 | 2820 | 3750 | 15.2 | 188.3 | 2620 | 22.6 | 394 | 26.9 | 1560 | All | 12 | 1870 | 214 | 2950 | 5030 | 18 | 306 | 2700 | 34.5 | 506 | 39.6 | 1560 | Dry | 12 | 1490 | 359 | 4130 | 5980 | 23.6 | 490 | 2480 | 58.4 | 680 | 64.4 | 2340 | Dry | 12 | 439 | 509 | 4840 | 5780 | 30.07 | 628 | 2050 | 82.3 | 295 | 91.3 | 2780 | Dry | 12 | 3040 | 722 | 5550 | 9310 | 44.4 | 1060 | 3310 | 122 | 1510 | 106 | 3230 | Dry | 12 | 3720 | 969 | 6260 | 10900 | 56.2 | 1340 | 3790 | 170 | 1890 | 111 | 3670 | Dry | 12 | 5060 | 1230 | 6610 | 12900 | 77.9 | 1990 | 4160 | 218 | 2520 | 127 | 3890
|  | 40 | [7 empty] | Dry | 20 | 790 | [7 empty] | 394 |  |  | All | 20 | 1870 |  |  |  | 20.758 | 405.7789 | 2832.4893 | 50.4544 | 506 |  |  | Dry | 20 | [11 empty] | Dry | 20 | 439 | [7 empty] | 295 |  |  | Dry | 20 | [11 empty] | Dry | 20 | [11 empty] | Dry | 20
|  | 50 | [7 empty] | Dry | 30 | 790 | [7 empty] | 394 |  |  | All | 30 | 1870 |  |  |  | 24.3495 | 502.7006 | 3097.4984 | 70.3706 | 506 |  |  | Dry | 30 | [11 empty] | Dry | 30 | 439 | [7 empty] | 295 |  |  | Dry | 30 | [11 empty] | Dry | 30 | [11 empty] | Dry | 30
|  | 60 | [7 empty] | Dry | 40 | 790 | [7 empty] | 394 |  |  | All | 40 | 1870 |  |  |  | 27.941 | 599.6223 | 3362.5075 | 90.2868 | 506 |  |  | Dry | 40 | [11 empty] | Dry | 40 | 439 | [7 empty] | 295 |  |  | Dry | 40 | [11 empty] | Dry | 40 | [11 empty] | Dry | 40
|  | 70 | [7 empty] | Dry | 50 | 790 | [7 empty] | 394 |  |  | All | 50 | 1870 |  |  |  | 30.2183 | 668.5444 | 3362.5075 | 104.4495 | 506 |  |  | Dry | 50 | [11 empty] | Dry | 50 | 439 | [7 empty] | 295 |  |  | Dry | 50 | [11 empty] | Dry | 50 | [11 empty] | Dry | 50
|  | 80 | [7 empty] | Dry | 60 | 790 | [7 empty] | 394 |  |  | All | 60 | 1870 |  |  |  | 33.2595 | 754.697 | 3495.0121 | 122.1527 | 506 |  |  | Dry | 60 | [11 empty] | Dry | 60 | 439 | [7 empty] | 295 |  |  | Dry | 60 | [11 empty] | Dry | 60 | [11 empty] | Dry | 60
|  | 90 | [7 empty] | Dry | 70 | 790 | [7 empty] | 394 |  |  | All | 70 | 1870 |  |  |  | 35.7147 | 829.0036 | 3495.0121 | 137.4218 | 506 |  |  | Dry | 70 | [11 empty] | Dry | 70 | 439 | [7 empty] | 295 |  |  | Dry | 70 | [11 empty] | Dry | 70 | [11 empty] | Dry | 70
|  | 100 | [7 empty] | Dry | 80 | 790 | [7 empty] | 394 |  |  | All | 80 | 1870 |  |  |  | 38.5779 | 909.7717 | 3627.5167 | 154.0187 | 506 |  |  | Dry | 80 | [11 empty] | Dry | 80 | 439 | [7 empty] | 295 |  |  | Dry | 80 | [11 empty] | Dry | 80 | [11 empty] | Dry | 80
75 | Dry | [8 empty] | Dry | 90 | 790 | [7 empty] | 394 |  |  | All | 90 | 1870 |  |  |  | 41.1398 | 987.3091 | 3627.5167 | 169.9516 | 506 |  |  | Dry | 90 | [11 empty] | Dry | 90 | 439 | [7 empty] | 295 |  |  | Dry | 90 | [11 empty] | Dry | 90 | [11 empty] | Dry | 90
| Wet | [8 empty] | Dry | 100 | 790 | 677 | 5660 | 7120 | 30.8 | 682 | 2680 | 110 | 394 | 120 | 3340 | All | 100 | 1870 | 1060 | 5790 | 8720 | 43.9 | 1137 | 3760 | 186 | 506 | 120 | 3340 | Dry | 100 | 1490 | 1900 | 8030 | 11400 | 71.7 | 2054 | 3940 | 345 | 680 | 156 | 4780 | Dry | 100 | 439 | 2740 | 9100 | 12279 | 100 |  |  |  | 295 | 192 | 5450 | Dry | 100 | 3040 | 4420 | 12600 | 20100 | 161 | 3840 | 5960 | 823 | 1510 | 261 | 7670 | Dry | 100 | 3720 | 6530 | 16900 | 27200 | 231 | 5520 | 7770 | 1220 | 1890 | 353 | 10300 | Dry | 100 | 5060 | 8620 | 20800 | 34500 | 310 | 7560 | 9460 | 1620 | 2520 | 439 | 12800
12
|  | 20 | [7 empty] | Wet | 12 | 1860 | 141 | 2820 | 4821 |  |  |  |  | 394 | [8 empty] | 0.53369 | 0.0158 | 0.14541 | 2.8846 |  |  |  | Wet | 12 | [11 empty] | Wet | 12 | 6700 | 507 | 4840 | 12000 | 30.4 | 498 | 8440 | 82.3 | 295 | 91.3 | 2780 | Wet | 12 | [8 empty] | 1510 |  |  | Wet | 12 | [11 empty] | Wet | 12
|  | 30 | [7 empty] | Wet | 20 | 1860 | [7 empty] | 394 | [8 empty] | 0.53378 | 0.018096 | 0.14541 | 2.8882 |  |  |  | Wet | 20 | [11 empty] | Wet | 20 | 6700 | [7 empty] | 295 |  |  | Wet | 20 | [11 empty] | Wet | 20 | [11 empty] | Wet | 20
|  | 40 | [7 empty] | Wet | 30 | 1860 | [7 empty] | 394 | [15 empty] | Wet | 30 | [11 empty] | Wet | 30 | 6700 | [7 empty] | 295 |  |  | Wet | 30 | [11 empty] | Wet | 30 | [11 empty] | Wet | 30
|  | 50 | [7 empty] | Wet | 40 | 1860 | [7 empty] | 394 | [8 empty] | 0.53374 | 0.016948 | 0.14541 | 2.8864 |  |  |  | Wet | 40 | [11 empty] | Wet | 40 | 6700 | [7 empty] | 295 |  |  | Wet | 40 | [11 empty] | Wet | 40 | [11 empty] | Wet | 40
|  | 60 | [7 empty] | Wet | 50 | 1860 | [7 empty] | 394 | [15 empty] | Wet | 50 | [11 empty] | Wet | 50 | 6700 | [7 empty] | 295 |  |  | Wet | 50 | [11 empty] | Wet | 50 | [11 empty] | Wet | 50
|  | 70 | [7 empty] | Wet | 60 | 1860 | [7 empty] | 394 | [15 empty] | Wet | 60 | [11 empty] | Wet | 60 | 6700 | [7 empty] | 295 |  |  | Wet | 60 | [11 empty] | Wet | 60 | [11 empty] | Wet | 60
|  | 80 | [7 empty] | Wet | 70 | 1860 | [7 empty] | 394 | [15 empty] | Wet | 70 | [11 empty] | Wet | 70 | 6700 | [7 empty] | 295 |  |  | Wet | 70 | [11 empty] | Wet | 70 | [11 empty] | Wet | 70
|  | 90 | [7 empty] | Wet | 80 | 1860 | [7 empty] | 394 | [15 empty] | Wet | 80 | [11 empty] | Wet | 80 | 6700 | [7 empty] | 295 |  |  | Wet | 80 | [11 empty] | Wet | 80 | [11 empty] | Wet | 80
|  | 100 | [7 empty] | Wet | 90 | 1860 | [7 empty] | 394 | [15 empty] | Wet | 90 | [11 empty] | Wet | 90 | 6700 | [7 empty] | 295 |  |  | Wet | 90 | [11 empty] | Wet | 90 | [11 empty] | Wet | 90
100 | Dry | [8 empty] | Wet | 100 | 1860 | 677 | 5660 | 8190 | 30.8 | 508 | 3770 | 110 | 394 | 120 | 3340 | [13 empty] | Wet | 100 | 6780 | 1900 | 8030 | 15900 | 71.7 |  | 9340 | 345 | 680 | 156 | 4780 | Wet | 100 | 6700 | 2740 | 9100 | 18500 | 100 | 2170 | 10000 | 504 | 295 | 192 | 5450 | Wet | 100 | 11600 | 4420 | 12600 | 28700 | 161 | 3520 | 15300 | 823 | 1510 | 261 | 7670 | Wet | 100 | 13700 | 6530 | 16900 | 37100 | 231 | 5150 | 18300 | 1220 | 1890 | 353 | 10300 | Wet | 100 | 14300 | 8620 | 20800 | 43800 | 310 | 6720 | 19800 | 1620 | 2520 | 439 | 12800
Wet
12
20
30
40
|  | 50 | [7 empty] | Operational Emissions
|  | 60 | [7 empty] | Process
|  | 70 | [7 empty] | Septic Tank
|  | 80 | [7 empty] | Nitrous Oxide (g PE-1 d-1) | 0.005 | WERF
|  | 90 | [7 empty] | Methane (g PE-1 d-1) | 11 | WERF
|  | 100 | [7 empty] | Drainfield
[10 empty] | Nitrous Oxide (g PE-1 d-1) | 0.195 | WERF
[10 empty] | Methane (g PE-1 d-1) | -0.3 | WERF
GWP
[10 empty] | Overall | N20 | Ch4 |  |  | N20 | Ch4
[11 empty] | 0.2 | 10.7 |  |  | 265 | 28
[11 empty] | g PE-1 d-1 | g PE-1 d-1
[11 empty] | PE | N20 (kg yr-1) | Ch4 (kg yr-1) |  | CO2 N2O | CO2 CH4 | CO2 eq (kg Co2 eq yr-1) | [6 empty] | PE | Volume m3 | Desludging Volume (m3) | Desludging Mass (kg) |  | No. tankers | Lorry Weight Class |  |  |  | Tanker
[11 empty] | 5 | 0.36525 | 19.5409 |  | 96.7913 | 547.1445 | 643.9357 |  | 128.7871 |  | 19.3583 |  |  | 5 | 2.9 | 0.957 | 957 |  | 1 | 3.5 - 7.5 |  | Travel Distance (mi) | Travel Distance (km) | 3.5 - 7.5 | 7.5 - 16 | 16-32
[11 empty] | 10 | 0.7305 | 39.0817 |  | 193.5825 | 1094.289 | 1287.8715 |  | 128.7871 |  |  |  |  | 10 | 3.8 | 1.254 | 1254 |  | 1 | 3.5 - 7.5 |  | 5 | 8 | 31.755 | 26.37 | 43.648
[11 empty] | 20 | 1.461 | 78.1635 |  | 387.165 | 2188.578 | 2575.743 |  | 128.7871 |  |  |  |  | 20 | 5.6 | 1.848 | 1848 |  | 1 | 3.5 - 7.5 |  | 10 | 16 | 63.51 | 52.74 | 87.296
[11 empty] | 30 | 2.1915 | 117.2452 |  | 580.7475 | 3282.867 | 3863.6145 |  | 128.7871 |  |  |  |  | 30 | 7.4 | 2.442 | 2442 |  | 1 | 7.5 - 16 |  | 20 | 32 | 127.02 | 105.48 | 174.592
[11 empty] | 50 | 3.6525 | 195.4087 |  | 967.9125 | 5471.445 | 6439.3575 |  | 128.7871 |  |  |  |  | 50 | 11 | 3.63 | 3630 |  | 1 | 7.5 - 16 |  | 30 | 48 | 190.53 | 158.22 | 261.888
[11 empty] | 75 | 5.4787 | 293.1131 |  | 1451.8687 | 8207.1675 | 9659.0363 |  | 128.7872 |  |  |  |  | 75 | 15.5 | 5.115 | 5115 |  | 1 | 7.5 - 16 |  | 40 | 64 | 254.04 | 210.96 | 349.184
[11 empty] | 100 | 7.305 | 390.8175 |  | 1935.825 | 10942.89 | 12878.715 |  | 128.7871 |  |  |  |  | 100 | 20 | 6.6 | 6600 |  | 1 | 7.5 - 16 |  | 50 | 80 | 317.55 | 263.7 | 436.48
[11 empty] | 150 | 10.9575 | 586.2263 |  | 2903.7375 | 16414.335 | 19318.0725 |  | 128.7872 |  |  |  |  | 150 | 29 | 9.57 | 9570 |  | 1 | 7.5 - 16 |  | 60 | 96 | 381.06 | 316.44 | 523.776
[11 empty] | 200 | 14.61 | 781.635 |  | 3871.65 | 21885.78 | 25757.43 |  | 128.7871 |  |  |  |  | 200 | 38 | 12.54 | 12540 |  | 1 | 16-32 |  | 70 | 112 | 444.57 | 369.18 | 611.072
[11 empty] | 300 | 21.915 | 1172.4525 |  | 5807.475 | 32828.67 | 38636.145 |  | 128.7872 |  |  |  |  | 300 | 56 | 18.48 | 18480 |  | 1 | 16-32 |  | 80 | 128 | 508.08 | 421.92 | 698.368
[11 empty] | 400 | 29.22 | 1563.27 |  | 7743.3 | 43771.56 | 51514.86 |  | 128.7871 |  |  |  |  | 400 | 74 | 24.42 | 24420 |  | 2 | 16-32
[11 empty] | 500 | 36.525 | 1954.0875 |  | 9679.125 | 54714.45 | 64393.575 |  | 128.7871 |  |  |  |  | 500 | 92 | 30.36 | 30360 |  | 2 | 16-32
[11 empty] | 600 | 43.83 | 2344.905 |  | 11614.95 | 65657.34 | 77272.29 |  | 128.7872 |  |  |  |  | 600 | 110 | 36.3 | 36300 |  | 2 | 16-32
[11 empty] | 800 | 58.44 | 3126.54 |  | 15486.6 | 87543.12 | 103029.72 |  | 128.7871 |  |  |  |  | 800 | 146 | 48.18 | 48180 |  | 3 | 16-32 |  |  | 3.5 - 7.5 | 7.5 - 16 | 16-32
[11 empty] | 1000 | 73.05 | 3908.175 |  | 19358.25 | 109428.9 | 128787.15 |  | 128.7871 |  |  |  |  | 1000 | 182 | 60.06 | 60060 |  | 4 | 16-32 |  |  | 0.52925 | 0.21975 | 0.1705
[32 empty] | Dry Mass | 7.5 | 15 | 32
Yearly Tankering Emissions kg yr-1
[29 empty] | tKm |  |  |  | Emisssions | [5 empty] | Desludging Frequency Trips per year
[25 empty] | Single Trip Distance (mile) | tkm per tanker | No. Tankers |  | Unladen | Laden |  |  | Round Trip |  |  |  |  | Single Trip Distance (mile) | 4 | 3 | 2 | 1 | 0.5 | 0.25 | [5 empty] | Single Trip Distance (mile) | 0.5
[24 empty] | 5 | 5 | 67.656 | 1 |  | 31.755 | 67.656 |  |  | 52.6133 |  |  |  | 5 | 5 | 210.4531 | 157.8398 | 105.2265 | 52.6133 | 26.3066 | 13.1533
[25 empty] | 10 | 135.312 | 1 |  | 63.51 | 135.312 |  |  | 105.2265 |  |  |  |  | 10 | 420.9062 | 315.6796 | 210.4531 | 105.2265 | 52.6133 | 26.3066
[25 empty] | 20 | 270.624 | 1 |  | 127.02 | 270.624 |  |  | 210.4531 |  |  |  |  | 20 | 841.8123 | 631.3593 | 420.9062 | 210.4531 | 105.2265 | 52.6133 | [5 empty] | 20 | 105.2265
[25 empty] | 30 | 405.936 | 1 |  | 190.53 | 405.936 |  |  | 315.6796 |  |  |  |  | 30 | 1262.7185 | 947.0389 | 631.3593 | 315.6796 | 157.8398 | 78.9199
[25 empty] | 40 | 541.248 | 1 |  | 254.04 | 541.248 |  |  | 420.9062 |  |  |  |  | 40 | 1683.6247 | 1262.7185 | 841.8123 | 420.9062 | 210.4531 | 105.2265
[25 empty] | 50 | 676.56 | 1 |  | 317.55 | 676.56 |  |  | 526.1327 |  |  |  |  | 50 | 2104.5309 | 1578.3982 | 1052.2654 | 526.1327 | 263.0664 | 131.5332
[25 empty] | 60 | 811.872 | 1 |  | 381.06 | 811.872 |  |  | 631.3593 |  |  |  |  | 60 | 2525.437 | 1894.0778 | 1262.7185 | 631.3593 | 315.6796 | 157.8398
[25 empty] | 70 | 947.184 | 1 |  | 444.57 | 947.184 |  |  | 736.5858 |  |  |  |  | 70 | 2946.3432 | 2209.7574 | 1473.1716 | 736.5858 | 368.2929 | 184.1465
[25 empty] | 80 | 1082.496 | 1 |  | 508.08 | 1082.496 |  |  | 841.8123 |  |  |  |  | 80 | 3367.2494 | 2525.437 | 1683.6247 | 841.8123 | 420.9062 | 210.4531
[24 empty] | 10 | 5 | 70.032 | 1 |  | 31.755 | 70.032 |  |  | 53.8708 |  |  |  | 10 | 5 | 215.4831 | 161.6123 | 107.7415 | 53.8708 | 26.9354 | 13.4677
[25 empty] | 10 | 140.064 | 1 |  | 63.51 | 140.064 |  |  | 107.7415 |  |  |  |  | 10 | 430.9662 | 323.2246 | 215.4831 | 107.7415 | 53.8708 | 26.9354
[25 empty] | 20 | 280.128 | 1 |  | 127.02 | 280.128 |  |  | 215.4831 |  |  |  |  | 20 | 861.9323 | 646.4492 | 430.9662 | 215.4831 | 107.7415 | 53.8708 | [5 empty] | 20 | 107.7415
[25 empty] | 30 | 420.192 | 1 |  | 190.53 | 420.192 |  |  | 323.2246 |  |  |  |  | 30 | 1292.8985 | 969.6739 | 646.4492 | 323.2246 | 161.6123 | 80.8062
[25 empty] | 40 | 560.256 | 1 |  | 254.04 | 560.256 |  |  | 430.9662 |  |  |  |  | 40 | 1723.8646 | 1292.8985 | 861.9323 | 430.9662 | 215.4831 | 107.7415
[25 empty] | 50 | 700.32 | 1 |  | 317.55 | 700.32 |  |  | 538.7077 |  |  |  |  | 50 | 2154.8308 | 1616.1231 | 1077.4154 | 538.7077 | 269.3538 | 134.6769
[25 empty] | 60 | 840.384 | 1 |  | 381.06 | 840.384 |  |  | 646.4492 |  |  |  |  | 60 | 2585.7969 | 1939.3477 | 1292.8985 | 646.4492 | 323.2246 | 161.6123
[25 empty] | 70 | 980.448 | 1 |  | 444.57 | 980.448 |  |  | 754.1908 |  |  |  |  | 70 | 3016.7631 | 2262.5723 | 1508.3816 | 754.1908 | 377.0954 | 188.5477
[25 empty] | 80 | 1120.512 | 1 |  | 508.08 | 1120.512 |  |  | 861.9323 |  |  |  |  | 80 | 3447.7293 | 2585.7969 | 1723.8646 | 861.9323 | 430.9662 | 215.4831
[24 empty] | 20 | 5 | 74.784 | 1 |  | 31.755 | 74.784 |  |  | 56.3858 |  |  |  | 20 | 5 | 225.5431 | 169.1573 | 112.7715 | 56.3858 | 28.1929 | 14.0964
[25 empty] | 10 | 149.568 | 1 |  | 63.51 | 149.568 |  |  | 112.7715 |  |  |  |  | 10 | 451.0861 | 338.3146 | 225.5431 | 112.7715 | 56.3858 | 28.1929
[25 empty] | 20 | 299.136 | 1 |  | 127.02 | 299.136 |  |  | 225.5431 |  |  |  |  | 20 | 902.1723 | 676.6292 | 451.0861 | 225.5431 | 112.7715 | 56.3858 | [5 empty] | 20 | 112.7715
[25 empty] | 30 | 448.704 | 1 |  | 190.53 | 448.704 |  |  | 338.3146 |  |  |  |  | 30 | 1353.2584 | 1014.9438 | 676.6292 | 338.3146 | 169.1573 | 84.5786
[25 empty] | 40 | 598.272 | 1 |  | 254.04 | 598.272 |  |  | 451.0861 |  |  |  |  | 40 | 1804.3445 | 1353.2584 | 902.1723 | 451.0861 | 225.5431 | 112.7715
[25 empty] | 50 | 747.84 | 1 |  | 317.55 | 747.84 |  |  | 563.8577 |  |  |  |  | 50 | 2255.4306 | 1691.573 | 1127.7153 | 563.8577 | 281.9288 | 140.9644
[25 empty] | 60 | 897.408 | 1 |  | 381.06 | 897.408 |  |  | 676.6292 |  |  |  |  | 60 | 2706.5168 | 2029.8876 | 1353.2584 | 676.6292 | 338.3146 | 169.1573
[25 empty] | 70 | 1046.976 | 1 |  | 444.57 | 1046.976 |  |  | 789.4007 |  |  |  |  | 70 | 3157.6029 | 2368.2022 | 1578.8014 | 789.4007 | 394.7004 | 197.3502
[25 empty] | 80 | 1196.544 | 1 |  | 508.08 | 1196.544 |  |  | 902.1723 |  |  |  |  | 80 | 3608.689 | 2706.5168 | 1804.3445 | 902.1723 | 451.0861 | 225.5431
[24 empty] | 30 | 5 | 139.536 | 1 |  | 26.37 | 139.536 |  |  | 36.4578 |  |  |  | 30 | 5 | 145.8314 | 109.3735 | 72.9157 | 36.4578 | 18.2289 | 9.1145
[25 empty] | 10 | 279.072 | 1 |  | 52.74 | 279.072 |  |  | 72.9157 |  |  |  |  | 10 | 291.6627 | 218.7471 | 145.8314 | 72.9157 | 36.4578 | 18.2289
[25 empty] | 20 | 558.144 | 1 |  | 105.48 | 558.144 |  |  | 145.8314 |  |  |  |  | 20 | 583.3255 | 437.4941 | 291.6627 | 145.8314 | 72.9157 | 36.4578 | [5 empty] | 20 | 72.9157
[25 empty] | 30 | 837.216 | 1 |  | 158.22 | 837.216 |  |  | 218.7471 |  |  |  |  | 30 | 874.9882 | 656.2412 | 437.4941 | 218.7471 | 109.3735 | 54.6868
[25 empty] | 40 | 1116.288 | 1 |  | 210.96 | 1116.288 |  |  | 291.6627 |  |  |  |  | 40 | 1166.651 | 874.9882 | 583.3255 | 291.6627 | 145.8314 | 72.9157
[25 empty] | 50 | 1395.36 | 1 |  | 263.7 | 1395.36 |  |  | 364.5784 |  |  |  |  | 50 | 1458.3137 | 1093.7353 | 729.1569 | 364.5784 | 182.2892 | 91.1446
[25 empty] | 60 | 1674.432 | 1 |  | 316.44 | 1674.432 |  |  | 437.4941 |  |  |  |  | 60 | 1749.9765 | 1312.4824 | 874.9882 | 437.4941 | 218.7471 | 109.3735
[25 empty] | 70 | 1953.504 | 1 |  | 369.18 | 1953.504 |  |  | 510.4098 |  |  |  |  | 70 | 2041.6392 | 1531.2294 | 1020.8196 | 510.4098 | 255.2049 | 127.6025
[25 empty] | 80 | 2232.576 | 1 |  | 421.92 | 2232.576 |  |  | 583.3255 |  |  |  |  | 80 | 2333.302 | 1749.9765 | 1166.651 | 583.3255 | 291.6627 | 145.8314
[24 empty] | 50 | 5 | 149.04 | 1 |  | 26.37 | 149.04 |  |  | 38.5463 |  |  |  | 50 | 5 | 154.1854 | 115.639 | 77.0927 | 38.5463 | 19.2732 | 9.6366
[25 empty] | 10 | 298.08 | 1 |  | 52.74 | 298.08 |  |  | 77.0927 |  |  |  |  | 10 | 308.3708 | 231.2781 | 154.1854 | 77.0927 | 38.5463 | 19.2732
[25 empty] | 20 | 596.16 | 1 |  | 105.48 | 596.16 |  |  | 154.1854 |  |  |  |  | 20 | 616.7416 | 462.5562 | 308.3708 | 154.1854 | 77.0927 | 38.5463 | [5 empty] | 20 | 77.0927
[25 empty] | 30 | 894.24 | 1 |  | 158.22 | 894.24 |  |  | 231.2781 |  |  |  |  | 30 | 925.1123 | 693.8343 | 462.5562 | 231.2781 | 115.639 | 57.8195
[25 empty] | 40 | 1192.32 | 1 |  | 210.96 | 1192.32 |  |  | 308.3708 |  |  |  |  | 40 | 1233.4831 | 925.1123 | 616.7416 | 308.3708 | 154.1854 | 77.0927
[25 empty] | 50 | 1490.4 | 1 |  | 263.7 | 1490.4 |  |  | 385.4635 |  |  |  |  | 50 | 1541.8539 | 1156.3904 | 770.9269 | 385.4635 | 192.7317 | 96.3659
[25 empty] | 60 | 1788.48 | 1 |  | 316.44 | 1788.48 |  |  | 462.5562 |  |  |  |  | 60 | 1850.2247 | 1387.6685 | 925.1123 | 462.5562 | 231.2781 | 115.639
[25 empty] | 70 | 2086.56 | 1 |  | 369.18 | 2086.56 |  |  | 539.6489 |  |  |  |  | 70 | 2158.5955 | 1618.9466 | 1079.2977 | 539.6489 | 269.8244 | 134.9122
[25 empty] | 80 | 2384.64 | 1 |  | 421.92 | 2384.64 |  |  | 616.7416 |  |  |  |  | 80 | 2466.9662 | 1850.2247 | 1233.4831 | 616.7416 | 308.3708 | 154.1854
[24 empty] | 75 | 5 | 160.92 | 1 |  | 26.37 | 160.92 |  |  | 41.157 |  |  |  | 75 | 5 | 164.6279 | 123.4709 | 82.314 | 41.157 | 20.5785 | 10.2892
[25 empty] | 10 | 321.84 | 1 |  | 52.74 | 321.84 |  |  | 82.314 |  |  |  |  | 10 | 329.2558 | 246.9419 | 164.6279 | 82.314 | 41.157 | 20.5785
[25 empty] | 20 | 643.68 | 1 |  | 105.48 | 643.68 |  |  | 164.6279 |  |  |  |  | 20 | 658.5116 | 493.8837 | 329.2558 | 164.6279 | 82.314 | 41.157 | [5 empty] | 20 | 82.314
[25 empty] | 30 | 965.52 | 1 |  | 158.22 | 965.52 |  |  | 246.9419 |  |  |  |  | 30 | 987.7675 | 740.8256 | 493.8837 | 246.9419 | 123.4709 | 61.7355
[25 empty] | 40 | 1287.36 | 1 |  | 210.96 | 1287.36 |  |  | 329.2558 |  |  |  |  | 40 | 1317.0233 | 987.7675 | 658.5116 | 329.2558 | 164.6279 | 82.314
[25 empty] | 50 | 1609.2 | 1 |  | 263.7 | 1609.2 |  |  | 411.5698 |  |  |  |  | 50 | 1646.2791 | 1234.7093 | 823.1396 | 411.5698 | 205.7849 | 102.8924
[25 empty] | 60 | 1931.04 | 1 |  | 316.44 | 1931.04 |  |  | 493.8837 |  |  |  |  | 60 | 1975.5349 | 1481.6512 | 987.7675 | 493.8837 | 246.9419 | 123.4709
[25 empty] | 70 | 2252.88 | 1 |  | 369.18 | 2252.88 |  |  | 576.1977 |  |  |  |  | 70 | 2304.7907 | 1728.5931 | 1152.3954 | 576.1977 | 288.0988 | 144.0494
[25 empty] | 80 | 2574.72 | 1 |  | 421.92 | 2574.72 |  |  | 658.5116 |  |  |  |  | 80 | 2634.0466 | 1975.5349 | 1317.0233 | 658.5116 | 329.2558 | 164.6279
[24 empty] | 100 | 5 | 172.8 | 1 |  | 26.37 | 172.8 |  |  | 43.7676 |  |  |  | 100 | 5 | 175.0704 | 131.3028 | 87.5352 | 43.7676 | 21.8838 | 10.9419
[25 empty] | 10 | 345.6 | 1 |  | 52.74 | 345.6 |  |  | 87.5352 |  |  |  |  | 10 | 350.1409 | 262.6056 | 175.0704 | 87.5352 | 43.7676 | 21.8838
[25 empty] | 20 | 691.2 | 1 |  | 105.48 | 691.2 |  |  | 175.0704 |  |  |  |  | 20 | 700.2817 | 525.2113 | 350.1409 | 175.0704 | 87.5352 | 43.7676 | [5 empty] | 20 | 87.5352
[25 empty] | 30 | 1036.8 | 1 |  | 158.22 | 1036.8 |  |  | 262.6056 |  |  |  |  | 30 | 1050.4226 | 787.8169 | 525.2113 | 262.6056 | 131.3028 | 65.6514
[25 empty] | 40 | 1382.4 | 1 |  | 210.96 | 1382.4 |  |  | 350.1409 |  |  |  |  | 40 | 1400.5634 | 1050.4226 | 700.2817 | 350.1409 | 175.0704 | 87.5352
[25 empty] | 50 | 1728 | 1 |  | 263.7 | 1728 |  |  | 437.6761 |  |  |  |  | 50 | 1750.7043 | 1313.0282 | 875.3522 | 437.6761 | 218.838 | 109.419
[25 empty] | 60 | 2073.6 | 1 |  | 316.44 | 2073.6 |  |  | 525.2113 |  |  |  |  | 60 | 2100.8452 | 1575.6339 | 1050.4226 | 525.2113 | 262.6056 | 131.3028
[25 empty] | 70 | 2419.2 | 1 |  | 369.18 | 2419.2 |  |  | 612.7465 |  |  |  |  | 70 | 2450.986 | 1838.2395 | 1225.493 | 612.7465 | 306.3733 | 153.1866
[25 empty] | 80 | 2764.8 | 1 |  | 421.92 | 2764.8 |  |  | 700.2817 |  |  |  |  | 80 | 2801.1269 | 2100.8452 | 1400.5634 | 700.2817 | 350.1409 | 175.0704
[24 empty] | 150 | 5 | 196.56 | 1 |  | 26.37 | 196.56 |  |  | 48.9889 |  |  |  | 150 | 5 | 195.9555 | 146.9666 | 97.9777 | 48.9889 | 24.4944 | 12.2472
[25 empty] | 10 | 393.12 | 1 |  | 52.74 | 393.12 |  |  | 97.9777 |  |  |  |  | 10 | 391.9109 | 293.9332 | 195.9555 | 97.9777 | 48.9889 | 24.4944
[25 empty] | 20 | 786.24 | 1 |  | 105.48 | 786.24 |  |  | 195.9555 |  |  |  |  | 20 | 783.8219 | 587.8664 | 391.9109 | 195.9555 | 97.9777 | 48.9889 | [5 empty] | 20 | 97.9777
[25 empty] | 30 | 1179.36 | 1 |  | 158.22 | 1179.36 |  |  | 293.9332 |  |  |  |  | 30 | 1175.7328 | 881.7996 | 587.8664 | 293.9332 | 146.9666 | 73.4833
[25 empty] | 40 | 1572.48 | 1 |  | 210.96 | 1572.48 |  |  | 391.9109 |  |  |  |  | 40 | 1567.6438 | 1175.7328 | 783.8219 | 391.9109 | 195.9555 | 97.9777
[25 empty] | 50 | 1965.6 | 1 |  | 263.7 | 1965.6 |  |  | 489.8887 |  |  |  |  | 50 | 1959.5547 | 1469.666 | 979.7773 | 489.8887 | 244.9443 | 122.4722
[25 empty] | 60 | 2358.72 | 1 |  | 316.44 | 2358.72 |  |  | 587.8664 |  |  |  |  | 60 | 2351.4656 | 1763.5992 | 1175.7328 | 587.8664 | 293.9332 | 146.9666
[25 empty] | 70 | 2751.84 | 1 |  | 369.18 | 2751.84 |  |  | 685.8441 |  |  |  |  | 70 | 2743.3766 | 2057.5324 | 1371.6883 | 685.8441 | 342.9221 | 171.461
[25 empty] | 80 | 3144.96 | 1 |  | 421.92 | 3144.96 |  |  | 783.8219 |  |  |  |  | 80 | 3135.2875 | 2351.4656 | 1567.6438 | 783.8219 | 391.9109 | 195.9555
[24 empty] | 200 | 5 | 356.32 | 1 |  | 43.648 | 356.32 |  |  | 68.1945 |  |  |  | 200 | 5 | 272.7782 | 204.5836 | 136.3891 | 68.1945 | 34.0973 | 17.0486
[25 empty] | 10 | 712.64 | 1 |  | 87.296 | 712.64 |  |  | 136.3891 |  |  |  |  | 10 | 545.5564 | 409.1673 | 272.7782 | 136.3891 | 68.1945 | 34.0973
[25 empty] | 20 | 1425.28 | 1 |  | 174.592 | 1425.28 |  |  | 272.7782 |  |  |  |  | 20 | 1091.1127 | 818.3345 | 545.5564 | 272.7782 | 136.3891 | 68.1945 | [5 empty] | 20 | 136.3891
[25 empty] | 30 | 2137.92 | 1 |  | 261.888 | 2137.92 |  |  | 409.1673 |  |  |  |  | 30 | 1636.6691 | 1227.5018 | 818.3345 | 409.1673 | 204.5836 | 102.2918
[25 empty] | 40 | 2850.56 | 1 |  | 349.184 | 2850.56 |  |  | 545.5564 |  |  |  |  | 40 | 2182.2254 | 1636.6691 | 1091.1127 | 545.5564 | 272.7782 | 136.3891
[25 empty] | 50 | 3563.2 | 1 |  | 436.48 | 3563.2 |  |  | 681.9454 |  |  |  |  | 50 | 2727.7818 | 2045.8363 | 1363.8909 | 681.9454 | 340.9727 | 170.4864
[25 empty] | 60 | 4275.84 | 1 |  | 523.776 | 4275.84 |  |  | 818.3345 |  |  |  |  | 60 | 3273.3381 | 2455.0036 | 1636.6691 | 818.3345 | 409.1673 | 204.5836
[25 empty] | 70 | 4988.48 | 1 |  | 611.072 | 4988.48 |  |  | 954.7236 |  |  |  |  | 70 | 3818.8945 | 2864.1708 | 1909.4472 | 954.7236 | 477.3618 | 238.6809
[25 empty] | 80 | 5701.12 | 1 |  | 698.368 | 5701.12 |  |  | 1091.1127 |  |  |  |  | 80 | 4364.4508 | 3273.3381 | 2182.2254 | 1091.1127 | 545.5564 | 272.7782
[24 empty] | 300 | 5 | 403.84 | 1 |  | 43.648 | 403.84 |  |  | 76.2967 |  |  |  | 300 | 5 | 305.1868 | 228.8901 | 152.5934 | 76.2967 | 38.1484 | 19.0742
[25 empty] | 10 | 807.68 | 1 |  | 87.296 | 807.68 |  |  | 152.5934 |  |  |  |  | 10 | 610.3736 | 457.7802 | 305.1868 | 152.5934 | 76.2967 | 38.1484
[25 empty] | 20 | 1615.36 | 1 |  | 174.592 | 1615.36 |  |  | 305.1868 |  |  |  |  | 20 | 1220.7473 | 915.5604 | 610.3736 | 305.1868 | 152.5934 | 76.2967 | [5 empty] | 20 | 152.5934
[25 empty] | 30 | 2423.04 | 1 |  | 261.888 | 2423.04 |  |  | 457.7802 |  |  |  |  | 30 | 1831.1209 | 1373.3407 | 915.5604 | 457.7802 | 228.8901 | 114.4451
[25 empty] | 40 | 3230.72 | 1 |  | 349.184 | 3230.72 |  |  | 610.3736 |  |  |  |  | 40 | 2441.4945 | 1831.1209 | 1220.7473 | 610.3736 | 305.1868 | 152.5934
[25 empty] | 50 | 4038.4 | 1 |  | 436.48 | 4038.4 |  |  | 762.967 |  |  |  |  | 50 | 3051.8682 | 2288.9011 | 1525.9341 | 762.967 | 381.4835 | 190.7418
[25 empty] | 60 | 4846.08 | 1 |  | 523.776 | 4846.08 |  |  | 915.5604 |  |  |  |  | 60 | 3662.2418 | 2746.6813 | 1831.1209 | 915.5604 | 457.7802 | 228.8901
[25 empty] | 70 | 5653.76 | 1 |  | 611.072 | 5653.76 |  |  | 1068.1539 |  |  |  |  | 70 | 4272.6154 | 3204.4616 | 2136.3077 | 1068.1539 | 534.0769 | 267.0385
[25 empty] | 80 | 6461.44 | 1 |  | 698.368 | 6461.44 |  |  | 1220.7473 |  |  |  |  | 80 | 4882.9891 | 3662.2418 | 2441.4945 | 1220.7473 | 610.3736 | 305.1868
[24 empty] | 400 | 5 | 451.36 | 2 |  | 87.296 | 902.72 |  |  | 168.7977 |  |  |  | 400 | 5 | 675.1909 | 506.3932 | 337.5955 | 168.7977 | 84.3989 | 42.1994
[25 empty] | 10 | 902.72 | 2 |  | 174.592 | 1805.44 |  |  | 337.5955 |  |  |  |  | 10 | 1350.3818 | 1012.7864 | 675.1909 | 337.5955 | 168.7977 | 84.3989
[25 empty] | 20 | 1805.44 | 2 |  | 349.184 | 3610.88 |  |  | 675.1909 |  |  |  |  | 20 | 2700.7636 | 2025.5727 | 1350.3818 | 675.1909 | 337.5955 | 168.7977 | [5 empty] | 20 | 337.5955
[25 empty] | 30 | 2708.16 | 2 |  | 523.776 | 5416.32 |  |  | 1012.7864 |  |  |  |  | 30 | 4051.1455 | 3038.3591 | 2025.5727 | 1012.7864 | 506.3932 | 253.1966
[25 empty] | 40 | 3610.88 | 2 |  | 698.368 | 7221.76 |  |  | 1350.3818 |  |  |  |  | 40 | 5401.5273 | 4051.1455 | 2700.7636 | 1350.3818 | 675.1909 | 337.5955
[25 empty] | 50 | 4513.6 | 2 |  | 872.96 | 9027.2 |  |  | 1687.9773 |  |  |  |  | 50 | 6751.9091 | 5063.9318 | 3375.9546 | 1687.9773 | 843.9886 | 421.9943
[25 empty] | 60 | 5416.32 | 2 |  | 1047.552 | 10832.64 |  |  | 2025.5727 |  |  |  |  | 60 | 8102.2909 | 6076.7182 | 4051.1455 | 2025.5727 | 1012.7864 | 506.3932
[25 empty] | 70 | 6319.04 | 2 |  | 1222.144 | 12638.08 |  |  | 2363.1682 |  |  |  |  | 70 | 9452.6728 | 7089.5046 | 4726.3364 | 2363.1682 | 1181.5841 | 590.792
[25 empty] | 80 | 7221.76 | 2 |  | 1396.736 | 14443.52 |  |  | 2700.7636 |  |  |  |  | 80 | 10803.0546 | 8102.2909 | 5401.5273 | 2700.7636 | 1350.3818 | 675.1909
[24 empty] | 500 | 5 | 498.88 | 2 |  | 87.296 | 997.76 |  |  | 185.002 |  |  |  | 500 | 5 | 740.0082 | 555.0061 | 370.0041 | 185.002 | 92.501 | 46.2505
[25 empty] | 10 | 997.76 | 2 |  | 174.592 | 1995.52 |  |  | 370.0041 |  |  |  |  | 10 | 1480.0164 | 1110.0123 | 740.0082 | 370.0041 | 185.002 | 92.501
[25 empty] | 20 | 1995.52 | 2 |  | 349.184 | 3991.04 |  |  | 740.0082 |  |  |  |  | 20 | 2960.0328 | 2220.0246 | 1480.0164 | 740.0082 | 370.0041 | 185.002 | [5 empty] | 20 | 370.0041
[25 empty] | 30 | 2993.28 | 2 |  | 523.776 | 5986.56 |  |  | 1110.0123 |  |  |  |  | 30 | 4440.0492 | 3330.0369 | 2220.0246 | 1110.0123 | 555.0061 | 277.5031
[25 empty] | 40 | 3991.04 | 2 |  | 698.368 | 7982.08 |  |  | 1480.0164 |  |  |  |  | 40 | 5920.0655 | 4440.0492 | 2960.0328 | 1480.0164 | 740.0082 | 370.0041
[25 empty] | 50 | 4988.8 | 2 |  | 872.96 | 9977.6 |  |  | 1850.0205 |  |  |  |  | 50 | 7400.0819 | 5550.0614 | 3700.041 | 1850.0205 | 925.0102 | 462.5051
[25 empty] | 60 | 5986.56 | 2 |  | 1047.552 | 11973.12 |  |  | 2220.0246 |  |  |  |  | 60 | 8880.0983 | 6660.0737 | 4440.0492 | 2220.0246 | 1110.0123 | 555.0061
[25 empty] | 70 | 6984.32 | 2 |  | 1222.144 | 13968.64 |  |  | 2590.0287 |  |  |  |  | 70 | 10360.1147 | 7770.086 | 5180.0573 | 2590.0287 | 1295.0143 | 647.5072
[25 empty] | 80 | 7982.08 | 2 |  | 1396.736 | 15964.16 |  |  | 2960.0328 |  |  |  |  | 80 | 11840.1311 | 8880.0983 | 5920.0655 | 2960.0328 | 1480.0164 | 740.0082
[24 empty] | 600 | 5 | 546.4 | 2 |  | 87.296 | 1092.8 |  |  | 201.2064 |  |  |  | 600 | 5 | 804.8255 | 603.6191 | 402.4127 | 201.2064 | 100.6032 | 50.3016
[25 empty] | 10 | 1092.8 | 2 |  | 174.592 | 2185.6 |  |  | 402.4127 |  |  |  |  | 10 | 1609.6509 | 1207.2382 | 804.8255 | 402.4127 | 201.2064 | 100.6032
[25 empty] | 20 | 2185.6 | 2 |  | 349.184 | 4371.2 |  |  | 804.8255 |  |  |  |  | 20 | 3219.3019 | 2414.4764 | 1609.6509 | 804.8255 | 402.4127 | 201.2064 | [5 empty] | 20 | 402.4127
[25 empty] | 30 | 3278.4 | 2 |  | 523.776 | 6556.8 |  |  | 1207.2382 |  |  |  |  | 30 | 4828.9528 | 3621.7146 | 2414.4764 | 1207.2382 | 603.6191 | 301.8096
[25 empty] | 40 | 4371.2 | 2 |  | 698.368 | 8742.4 |  |  | 1609.6509 |  |  |  |  | 40 | 6438.6038 | 4828.9528 | 3219.3019 | 1609.6509 | 804.8255 | 402.4127
[25 empty] | 50 | 5464 | 2 |  | 872.96 | 10928 |  |  | 2012.0637 |  |  |  |  | 50 | 8048.2547 | 6036.191 | 4024.1274 | 2012.0637 | 1006.0318 | 503.0159
[25 empty] | 60 | 6556.8 | 2 |  | 1047.552 | 13113.6 |  |  | 2414.4764 |  |  |  |  | 60 | 9657.9057 | 7243.4292 | 4828.9528 | 2414.4764 | 1207.2382 | 603.6191
[25 empty] | 70 | 7649.6 | 2 |  | 1222.144 | 15299.2 |  |  | 2816.8892 |  |  |  |  | 70 | 11267.5566 | 8450.6675 | 5633.7783 | 2816.8892 | 1408.4446 | 704.2223
[25 empty] | 80 | 8742.4 | 2 |  | 1396.736 | 17484.8 |  |  | 3219.3019 |  |  |  |  | 80 | 12877.2076 | 9657.9057 | 6438.6038 | 3219.3019 | 1609.6509 | 804.8255
[24 empty] | 800 | 5 | 641.44 | 3 |  | 130.944 | 1924.32 |  |  | 350.4225 |  |  |  | 800 | 5 | 1401.69 | 1051.2675 | 700.845 | 350.4225 | 175.2113 | 87.6056
[25 empty] | 10 | 1282.88 | 3 |  | 261.888 | 3848.64 |  |  | 700.845 |  |  |  |  | 10 | 2803.3801 | 2102.5351 | 1401.69 | 700.845 | 350.4225 | 175.2113
[25 empty] | 20 | 2565.76 | 3 |  | 523.776 | 7697.28 |  |  | 1401.69 |  |  |  |  | 20 | 5606.7602 | 4205.0701 | 2803.3801 | 1401.69 | 700.845 | 350.4225 | [5 empty] | 20 | 700.845
[25 empty] | 30 | 3848.64 | 3 |  | 785.664 | 11545.92 |  |  | 2102.5351 |  |  |  |  | 30 | 8410.1403 | 6307.6052 | 4205.0701 | 2102.5351 | 1051.2675 | 525.6338
[25 empty] | 40 | 5131.52 | 3 |  | 1047.552 | 15394.56 |  |  | 2803.3801 |  |  |  |  | 40 | 11213.5204 | 8410.1403 | 5606.7602 | 2803.3801 | 1401.69 | 700.845
[25 empty] | 50 | 6414.4 | 3 |  | 1309.44 | 19243.2 |  |  | 3504.2251 |  |  |  |  | 50 | 14016.9005 | 10512.6754 | 7008.4502 | 3504.2251 | 1752.1126 | 876.0563
[25 empty] | 60 | 7697.28 | 3 |  | 1571.328 | 23091.84 |  |  | 4205.0701 |  |  |  |  | 60 | 16820.2806 | 12615.2104 | 8410.1403 | 4205.0701 | 2102.5351 | 1051.2675
[25 empty] | 70 | 8980.16 | 3 |  | 1833.216 | 26940.48 |  |  | 4905.9152 |  |  |  |  | 70 | 19623.6607 | 14717.7455 | 9811.8303 | 4905.9152 | 2452.9576 | 1226.4788
[25 empty] | 80 | 10263.04 | 3 |  | 2095.104 | 30789.12 |  |  | 5606.7602 |  |  |  |  | 80 | 22427.0408 | 16820.2806 | 11213.5204 | 5606.7602 | 2803.3801 | 1401.69
[24 empty] | 1000 | 5 | 736.48 | 4 |  | 174.592 | 2945.92 |  |  | 532.0473 |  |  |  | 1000 | 5 | 2128.1892 | 1596.1419 | 1064.0946 | 532.0473 | 266.0236 | 133.0118
[25 empty] | 10 | 1472.96 | 4 |  | 349.184 | 5891.84 |  |  | 1064.0946 |  |  |  |  | 10 | 4256.3784 | 3192.2838 | 2128.1892 | 1064.0946 | 532.0473 | 266.0236
[25 empty] | 20 | 2945.92 | 4 |  | 698.368 | 11783.68 |  |  | 2128.1892 |  |  |  |  | 20 | 8512.7567 | 6384.5676 | 4256.3784 | 2128.1892 | 1064.0946 | 532.0473 | [5 empty] | 20 | 1064.0946
[25 empty] | 30 | 4418.88 | 4 |  | 1047.552 | 17675.52 |  |  | 3192.2838 |  |  |  |  | 30 | 12769.1351 | 9576.8513 | 6384.5676 | 3192.2838 | 1596.1419 | 798.0709
[25 empty] | 40 | 5891.84 | 4 |  | 1396.736 | 23567.36 |  |  | 4256.3784 |  |  |  |  | 40 | 17025.5135 | 12769.1351 | 8512.7567 | 4256.3784 | 2128.1892 | 1064.0946
[25 empty] | 50 | 7364.8 | 4 |  | 1745.92 | 29459.2 |  |  | 5320.473 |  |  |  |  | 50 | 21281.8918 | 15961.4189 | 10640.9459 | 5320.473 | 2660.2365 | 1330.1182
[25 empty] | 60 | 8837.76 | 4 |  | 2095.104 | 35351.04 |  |  | 6384.5676 |  |  |  |  | 60 | 25538.2702 | 19153.7027 | 12769.1351 | 6384.5676 | 3192.2838 | 1596.1419
[25 empty] | 70 | 10310.72 | 4 |  | 2444.288 | 41242.88 |  |  | 7448.6621 |  |  |  |  | 70 | 29794.6486 | 22345.9864 | 14897.3243 | 7448.6621 | 3724.3311 | 1862.1655
[25 empty] | 80 | 11783.68 | 4 |  | 2793.472 | 47134.72 |  |  | 8512.7567 |  |  |  |  | 80 | 34051.0269 | 25538.2702 | 17025.5135 | 8512.7567 | 4256.3784 | 2128.1892

## STS
|  |  |  | 5 PE | [12 empty] | 10 PE |  |  |  |  | 20 PE |  |  |  | 30 PE |  |  |  | 50 PE |  |  |  | 75 PE |  |  |  | 100 PE |  |  |  | 150 PE |  |  |  | 200 PE | 300 PE | 400 PE | 500 PE | 600 PE | 800 PE | 1000 PE
[5 empty] | Dry | [12 empty] | Dry |  |  |  |  | Dry |  |  |  | Dry |  |  |  | Dry |  |  |  | Dry |  |  |  | All |  |  |  | All
Septic Tanks | Volume | Mass | Material |  | Materials | Amount (m3) | Amount (kg) |  | Kg CO2 | [8 empty] | Materials | Amount (m3) | Amount (kg) | Kg CO2 |  | Materials | Amount (m3) | Amount (kg) |  | Materials | Amount (m3) | Amount (kg) |  | Materials | Amount (m3) | Amount (kg) |  | Materials | Amount (m3) | Amount (kg) |  | Materials | Amount (m3) | Amount (kg) |  | Materials | Amount (m3) | Amount (kg)
5 |  |  |  |  | 2800 L Septic Tank (Onion) | 1 | 105.8633 | [10 empty] | HDPE |  | 169 |  |  | GRP |  |  |  | GRP |  |  |  | GRP |  |  |  | GRP |  |  |  | GRP |  | 1457 |  | GRP |  | 2030 | [7 empty] | Materials | Amount (m3) | Amount (kg)
10 |  |  |  |  | Excation | 18.1187 | [11 empty] | Excavation | 10.1102 |  |  |  | Excation | 21.1055 |  |  | Excation | 24.5229 |  |  | Excation | 47.3725 |  |  | Excation | 73.2509 |  |  | Excation | 109.3845 |  |  | Excation | 141.0368 | [8 empty] | GRP | 12482.45
20 |  |  |  |  | Concrete | 1 | 2500 | [10 empty] | Shingle | 7.1102 | 10843.116 |  |  | Concrete | 1.0047 |  |  | Concrete | 2.8405 |  |  | Concrete | 3.3241 |  |  | Concrete | 3.9874 |  |  | Concrete | 75.3845 |  |  | Concrete | 95.0368 | [8 empty] | Excation | 885.0579
30 |  |  |  |  | Backfill (pea shingle) | 3 | 4575 | [15 empty] | Shingle | 13.6008 | 20741.2169 |  | Shingle | 12.5324 | 19111.9207 |  | Shingle | 29.0484 |  |  | Shingle | 51.2509 | [16 empty] | Concrete | 585.1399
50
75
100
150
200 | [22 empty] | Wet |  |  |  | Wet |  |  |  | Wet |  |  |  | Wet
300 |  |  |  |  | Wet | Amount (m3) | Amount (kg) |  | Kg CO2 | [8 empty] | Wet | Amount (m3) | Amount (kg) | Kg CO2 |  | Materials | Amount (m3) | Amount (kg) |  | Materials | Amount (m3) | Amount (kg) |  | Materials | Amount (m3) | Amount (kg) |  | Materials | Amount (m3) | Amount (kg)
400 |  |  |  |  | 2800 L Septic Tank (Onion) | 1 | 105.8633 | [10 empty] | HDPE |  | 169 |  |  | GRP |  |  |  | GRP |  |  |  | GRP |  |  |  | GRP
500 |  |  |  |  | Excation | 18.1187 | [11 empty] | Excavation | 10.1102 |  |  |  | Excation | 21.1055 |  |  | Excation | 24.5229 |  |  | Excation | 47.3725 |  |  | Excation | 73.2509
600 |  |  |  |  | Concrete | 4 | 10000 | [10 empty] | Concrete | 7.1102 | 17775.6 |  |  | Concrete | 14.6055 |  |  | Concrete | 15.3729 |  |  | Concrete | 32.3725 |  |  | Concrete | 51.2509
800
1000 | [53 empty] | HDPE Pipe |  | Pea shingle |  | Polypropylene
[53 empty] | Vp | Length | Amount (kg) | Amount (m3) | Amount (kg) | Amount (m2) | Amount (kg) | Excavation
[5 empty] | 3.5 - 7.5 | 7.5 | 7.5tn Tanker |  | 2000L Capcity |  |  | 2000 | [5 empty] | Vp | Dry | Wet | [18 empty] | Vp | All | [12 empty] | 15 | 780 | 616.2 | 709.6 | 1082140 | 443.5 | 408.02 | 887
[5 empty] | 7.5 - 16 | 15 | 15 tn |  | 10500 L Capacity |  |  | 10500 | [5 empty] | 15 | 493.6 | 3346 | [18 empty] | 15 | 38600 | [12 empty] | 20 | 650 | 513.5 | 896 | 1366400 | 560 | 515.2 | 1120
[5 empty] | 16-32 | 32 | 32 tn |  | 19000 L Capacity |  |  | 19000 | [5 empty] | 20 | 533.27 | [19 empty] | 20 | 38900 | [12 empty] | 30 | 675 | 533.25 | 1304 | 1988600 | 815 | 749.8 | 1630
[18 empty] | 30 | [20 empty] | 30 | [13 empty] | 40 | 700 | 553 | 1712 | 2610800 | 1070 | 984.4 | 2140
[18 empty] | 40 | [20 empty] | 40 | [13 empty] | 50 | 725 | 572.75 | 2120 | 3233000 | 1325 | 1219 | 2650
[5 empty] | PE | Scottish Water Standard |  | Desludging Volume (m3) | Desludging Mass (kg) |  | No. tankers | Lorry Weight Class | [5 empty] | 50 | 739.8 | 3592 | [18 empty] | 50 | 40800 | [12 empty] | 60 | 750 | 592.5 | 2528 | 3855200 | 1580 | 1453.6 | 3160
[5 empty] | 5 | 1.5 |  | 0.495 | 495 |  | 1 | 3.5 - 7.5 | [5 empty] | 60 | [20 empty] | 60 | [13 empty] | 70 | 775 | 612.25 | 2936 | 4477400 | 1835 | 1688.2 | 3670
[5 empty] | 10 | 3 |  | 0.99 | 990 |  | 1 | 3.5 - 7.5 | [5 empty] | 70 | [20 empty] | 70 | [13 empty] | 80 | 800 | 632 | 3344 | 5099600 | 2090 | 1922.8 | 4180
[5 empty] | 20 | 6 |  | 1.98 | 1980 |  | 1 | 3.5 - 7.5 | [5 empty] | 80 | [20 empty] | 80 | [13 empty] | 90 | 825 | 651.75 | 3752 | 5721800 | 2345 | 2157.4 | 4690
[5 empty] | 30 | 9 |  | 2.97 | 2970 |  | 1 | 7.5 - 16 | [5 empty] | 90 | [20 empty] | 90 | [13 empty] | 100 | 850 | 671.5 | 4160 | 6344000 | 2600 | 2392 | 5200
[5 empty] | 50 | 15 |  | 4.95 | 4950 |  | 1 | 7.5 - 16 | [5 empty] | 100 | 1047 | 3899 | [18 empty] | 100 | 44000
[5 empty] | 75 | 22.5 |  | 7.425 | 7425 |  | 1 | 7.5 - 16 | [40 empty] | Capital
[5 empty] | 100 | 30 |  | 9.9 | 9900 |  | 1 | 7.5 - 16
[5 empty] | 150 | 45 |  | 14.85 | 14850 |  | 1 | 16-32
[5 empty] | 200 | 60 |  | 19.8 | 19800 |  | 2 | 16-32 | [40 empty] | Vp | All
[5 empty] | 300 | 90 |  | 29.7 | 29700 |  | 2 | 16-32 | [40 empty] | 15 | 295370
[5 empty] | 400 | 120 |  | 39.6 | 39600 |  | 3 | 16-32 | [40 empty] | 20 | 298610
[5 empty] | 500 | 150 |  | 49.5 | 49500 |  | 3 | 16-32 | [40 empty] | 30 | 305000
[5 empty] | 600 | 180 |  | 59.4 | 59400 |  | 4 | 16-32 | [40 empty] | 40 | 312000
[5 empty] | 800 | 240 |  | 79.2 | 79200 |  | 5 | 16-32 | [40 empty] | 50 | 318000
[5 empty] | 1000 | 300 |  | 99 | 99000 | 16.5 | 6 | 16-32 | [40 empty] | 60 | 325000
[53 empty] | 70 | 331000
[9 empty] | PE | Tankering Co2eq |  | PE | CO2 N2O | CO2 CH4 | CO2 eq (kg Co2 eq yr-1) | [37 empty] | 80 | 337000
[5 empty] | 0.2475 | 0.047143 | 0.026053 |  | 5 | 0.2475 |  | 5 | 96.7913 | 547.1445 | 643.9357 | 0.84969 | [36 empty] | 90 | 344000
[5 empty] | 0.495 | 0.094286 | 0.052105 |  | 10 | 0.495 |  | 10 | 193.5825 | 1094.289 | 1287.8715 | 0.84969 | [36 empty] | 100 | 350000
[5 empty] | 0.99 | 0.18857 | 0.10421 |  | 20 | 0.99 |  | 20 | 387.165 | 2188.578 | 2575.743 | 0.84969
[5 empty] | 1.485 | 0.28286 | 0.15632 |  | 30 | 0.28286 |  | 30 | 580.7475 | 3282.867 | 3863.6145 | 0.84969
[5 empty] | 2.475 | 0.47143 | 0.26053 |  | 50 | 0.47143 |  | 50 | 967.9125 | 5471.445 | 6439.3575 | 0.84969
[5 empty] | 3.7125 | 0.70714 | 0.39079 |  | 75 | 0.70714 |  | 75 | 1451.8687 | 8207.1675 | 9659.0363 | 0.84969
[5 empty] | 4.95 | 0.94286 | 0.52105 |  | 100 | 0.94286 |  | 100 | 1935.825 | 10942.89 | 12878.715 | 0.84969
[5 empty] | 7.425 | 1.4143 | 0.78158 |  | 200 | 2.0842 |  | 200 | 3871.65 | 21885.78 | 25757.43 | 0.84969
[5 empty] | 9.9 | 1.8857 | 1.0421 |  | 300 | 3.1263 |  | 300 | 5807.475 | 32828.67 | 38636.145 | 0.84969
[5 empty] | 14.85 | 2.8286 | 1.5632 |  | 400 | 6.2526 |  | 400 | 7743.3 | 43771.56 | 51514.86 | 0.84969
[5 empty] | 19.8 | 3.7714 | 2.0842 |  | 500 | 7.8158 |  | 500 | 9679.125 | 54714.45 | 64393.575 | 0.84969
[5 empty] | 24.75 | 4.7143 | 2.6053 |  | 600 | 12.5053 |  | 600 | 11614.95 | 65657.34 | 77272.29 | 0.84969
[5 empty] | 29.7 | 5.6571 | 3.1263 |  | 800 | 20.8421 |  | 800 | 15486.6 | 87543.12 | 103029.72 | 0.84969
[5 empty] | 39.6 | 7.5429 | 4.1684 |  | 1000 | 31.2632 |  | 1000 | 19358.25 | 109428.9 | 128787.15
[5 empty] | 49.5 | 9.4286 | 5.2105

## SAF
Materials | [11 empty] | 5 PE | [6 empty] | 10 PE | [6 empty] | 20 PE |  |  |  |  | 30 PE | [6 empty] | 50 PE |  |  |  |  | 75 PE |  |  |  |  | 100 PE |  |  |  |  | 150 PE |  | 200 PE | 300 PE | 400 PE | 500 PE | 600 PE | 800 PE | 1000 PE
[53 empty] | SAF | [7 empty] | Construction Costs | [9 empty] | Mass Curve |  | Additional
|  |  | Details | [9 empty] | Dry | [6 empty] | Dry | [6 empty] | Dry |  |  |  |  | All | [6 empty] | All |  |  |  |  | All |  |  |  |  | All |  |  |  |  | GRP | [6 empty] | Item | Unit | Ref | Ref (2021) | Cost (£) | [5 empty] | 48.797x^0.9108 |  | 30% for baffles
| Tricel Novo | Weight (kg) | Blower Rating (WATTS) |  |  | Body Material | [47 empty] | Concrete | [6 empty] | GRP tank | 115.052 |  |  | 19160.8125
| 10 | 370 | 86 |  |  | GRP | SMC compression moulded | [5 empty] | Item | [6 empty] | Item | [6 empty] | Item |  |  |  |  | Item | [6 empty] | Item |  |  |  |  | Item |  |  |  |  | Item |  |  |  |  | MDPE | [6 empty] | Conrete | 24.2352 | 99.5089 | 99.5089 | 2411.6188
| 24 | 600 | 215 |  |  | Ceramic diffuser | [6 empty] | Tricel Novouk10 |  | Unit |  |  |  |  | Tricel Novouk24 |  | Unit |  |  |  |  | Tricel Novouk42 |  | Unit |  |  | Clenviro CLF 11 | [6 empty] | Clenviro CLF 14 |  |  |  |  | CSAF 150 |  |  |  |  | CSAF 200 | [11 empty] | SCB2-318 | 2 |  | 900 | 1800 | [5 empty] | GRP | 5041.8627 |  | DO I add anything for control elements?
| 42a | 400 | 215 x 2 |  |  | Two internal baffles | [7 empty] | Blower | 6.5 | 0.046429 |  |  |  |  | Blower | 18 | 0.12857 |  |  |  |  | Blower | 37 | 0.26429 |  |  | Blower | 22.7013 | 0.16215 |  |  |  |  | Blower | 27.0929 | 0.19352 |  |  | Blower | 37 | 0.26429 |  |  | Blower | 49.5 | 0.35357 | [8 empty] | Excavation | 20.4 | 11.958 | 11.958 | 243.9441 | [5 empty] | Conrete | 42.1472 | m3
| 42b | 600 |  |  |  | Blower |  | Estimate for 86w | 6.5 | kg | https://www.drainstore.com/plant-and-pump-spares/air-pumps/secoh/secoh-jdk-series-range/secoh-jdk-s-100-single-system-blower/ |  |  | GRP | 365 | 365 |  |  |  |  | GRP | 580 | 580 |  |  |  |  | GRP | 1000 | 1000 |  |  | GRP | 2600 | 2600 |  |  |  |  | GRP | 3300 | 3300 |  |  | GRP | 3330 | 3330 |  |  | GRP | 3700 | 3700 | [8 empty] | Concrete | 13.25 | 99.5089 | 99.5089 | 1318.4933 | [5 empty] | Compressor | 0.42857
[6 empty] | Media | Likely Polypropylene | 215w | 18 | kg | https://www.drainstore.com/plant-and-pump-spares/secoh-jdk-300c-twin-system-blower/ | [33 empty] | Mild Steel | 73 | 73 |  |  | Mild Steel | 180.5 | 180.5 | [8 empty] | Cesspool | 1 |  | 2641.2 | 2641.2 | [5 empty] | Excavation | 25.062
[13 empty] | Excavation |  | 16.6406 | 16.6406 |  |  |  | Excavation |  | 28.1966 | 28.1966 |  |  |  | Excavation |  | 52.257 | 52.257 |  | Excavation |  | 38.9866 | 38.9866 |  |  |  | Excavation |  | 62.8894 | 62.8894 | [18 empty] | Drain | 31.08 | 47.51 | 47.51 | 1476.6108 | [5 empty] | Drain Concrete | 341.88 | kg
[13 empty] | Pea Shingle |  | 10 | 15250 |  |  |  | Pea Shingle |  | 16.2 | 24705 |  |  |  | Pea Shingle |  | 38.7 | 59017.5 |  | Concrete |  | 12.1322 | 30330.56 |  |  |  | Concrete |  | 17.1214 | 42803.56 |  | Excavation |  | 126.5367 | 126.5367 |  | Excavation |  | 151.3544 | 151.3544 | [8 empty] | Excavation | 18.648 | 11.958 | 11.958 | 222.9936
[13 empty] | Geotextile |  | 7.704 | 7.0877 |  |  |  | Geotextile |  | 13.054 | 12.0097 |  |  |  | Geotextile |  | 8.774 | 8.0721 | [13 empty] | Concrete |  | 73.6696 | 184174.0403 |  | Concrete |  | 87.5408 | 218851.9981 | [8 empty] | Concrete | 4.662 | 99.5089 | 99.5089 | 463.9106 | [5 empty] | Bund
[71 empty] | Dry |  |  |  | Wet
|  |  | Impact of Centrifugal Blower | [67 empty] | Excavation | 311.7632 |  |  | Excavation | 311.7632
|  |  | Power | Carbon Impact |  | Ref | [6 empty] | Wet | [6 empty] | Wet | [6 empty] | Wet | [43 empty] | Shingle | 193.7632 |  |  | Concrete | 193.7632
|  |  | 18404kw | 1.043 *10^5 |  | Peng 16 | https://reader.elsevier.com/reader/sd/pii/S0959652616312537?token=F59B52680C11923092E230D819B6C6BD590A23D8A656756C5E2FF47CBC6BE6ACD77F43339008F261C473B64675F7998A&originRegion=eu-west-1&originCreation=20210707103151 | [63 empty] | GRP | 4634 |  |  | GRP | 4634
|  |  |  | 1.359x10^6 |  | Peng 19 | https://watermark.silverchair.com/manu_141_02_021003.pdf?token=AQECAHi208BE49Ooan9kkhW_Ercy7Dm3ZL_9Cf3qfKAc485ysgAABCIwggQeBgkqhkiG9w0BBwagggQPMIIECwIBADCCBAQGCSqGSIb3DQEHATAeBglghkgBZQMEAS4wEQQMDRmJw5Ne6kvMJso_AgEQgIID1Ye6xcLUDBrAic3ojOxh7g6osgFHdNr3TbDErRO0mNK7K5tQPnqZKrIgImwJ5MbJy5lgIcwZ_pu9r0xuGDrTNuGCxcYQTMrUEm9FoMQxGCSmoMhq1pcM6n23yd6eczIuxM72WnvwoPI8GRV4EB-I0kCp3Hvbekmqh7FxjgVsHsFHSPVpTaRAED3P4bu5EWZ2jsRyrS87XOsRRHqEsXPEEjOwc0_V8yGVok3vrkMpj5q9RNL0dDPSPr7Bkm5NxreaRO_5oRtV80zHKlj7JZuCMYbPzyDcZbTWu8QUFA7HZory88UOH7HyXaBwTExYRwzIX9HydExUAJ_SSLu0uJ5ZtbEgUwVXEnqEiN2j98LdwnBozxmI0UXNaw6X6RGg0KAQLMNy1ygsuaLXL_0JRI0Aao74XxQ_qNj7iD0FqiyuRxXhynn6YSB8EcysUbB7zQurs8BTTnBTnIdLByAbAmaHMjvh_VRWyCQts5VxOKWzAzSVyVODWv96_YI52SWY6WPfim-pVTAB6aoPedS-8BEdPsmzGStFA5my2V4YmuYLJJahsLBz8nxisrGcEfzO_Ti0VcZqj4yF4M0Ag36TZWkJeGAaD33lV0mUAwD_CqYESPPFSlJyqnQvhnMQWuUF6JJemEUHaULZLng2OInfroAMGUygyUNd7GZdBc0aPCbZ5BPiLwesWC5lEdLI2UfFOCUJY3TTOcj5m5LGOfLsmTYpI48u_RaeIgWmatFoN0usm2-2H5WzPYu4_v8QDUhuTn2RIshcxquc4W3_64tGc2bibBJbCTxiKeCqN9AMyv00fCxjFdi5j47rlnCTjIwXF1ewTIU13DSQqEaTFzcGBkuJqG3-c21cbjWZgwUEi8AqB5OhgYkYysrLkDTsgbaDdxCm6Aq2k3EvInDPQrDqUkfryqKElb7ug4jURH2TQkdqM-br2g2FnPWUhrgHTZgVtFUa63RR1GkRcCqY-XAGBRh8pDz0-pUO7oYBoxAzfyKG1lNv8w_0WFDrOWp791q5ZpHJpqKtwcJg6TqjQ7j1egneErFshflN8Vbc4g-ec9UGXYuDebG4bP77ga66cNA9Xef0USgF-ANX7r72pTxCT4RD4S24Y57FbqWUMts0p-adhyZsn-WbVdL_W0RWqRRY5vpxMoZP6QgWdMZSWRtlmuz66RW5HQrB4Q1Nt7PuTOKX9s9IDkI7W41UrhBfRk7emG_XvAlfhEd5Yjk2BJl6brdW0JPkINB8oCJEMJ_OTlIA-yn2EvF0SYUzoyM4yz7iDD3wk91PCYPrDFf4HsxtDpl3bwBSVUHqcg | [5 empty] | Item | [6 empty] | Item | [6 empty] | Item
[13 empty] | Tricel Novouk10 |  | Unit |  |  |  |  | Tricel Novouk10 |  | Unit |  |  |  |  | Tricel Novouk10 |  | Unit
[14 empty] | Blower | 6.5 | 0.046429 |  |  |  |  | Blower | 18 | 0.12857 |  |  |  |  | Blower | 37 | 0.26429 | [40 empty] | Overall
|  |  | 1.8kW |  |  | Neri 01 | https://www.researchgate.net/publication/2411614_'Life_cycle_assessment_of_an_axial_air_compressor_manufactured_by_the_firm_FINI_COMPRESSORI' | [6 empty] | GRP | 365 | 365 |  |  |  |  | GRP | 600 | 600 |  |  |  |  | GRP | 1000 | 1000 | [22 empty] | Misc Items | [17 empty] | Dry
Actuated Valve
|  |  | Ecoinvent | Kg CO2 eq | System Mass | [7 empty] | Excavation |  | 17.0258 | 17.0258 |  |  |  | Excavation |  | 28.8493 | 28.8493 |  |  |  | Excavation |  | 52.616 | 52.616 | [23 empty] | Sludge Level Reader | [16 empty] | GRP | 9675.8627
|  | Stick to this as reference for now by mass | 4kw | 776 | 140 |  |  | Do I scale it? |  |  |  |  | Pea Shingle |  | 1 | 1525 |  |  |  | Pea Shingle |  | 1.7 | 2592.5 |  |  |  | Pea Shingle |  | 5.1 | 7777.5 | [23 empty] | High Level Alarm | [7 empty] | 363.2432 | [8 empty] | Conrete | 42.1472
|  |  | 300kw | 14500 | 4600 |  |  | Best Option I have so far |  |  |  |  | Geotextile |  | 7.704 | 7.0877 |  |  |  | Geotextile |  | 13.054 | 12.0097 |  |  |  | Geotextile |  | 8.774 | 8.0721 | [23 empty] | Control Panel | [16 empty] | Compressor | 0.42857
[9 empty] | But a linear assumption isnt exactly ideal |  |  |  | Concrete |  | 11 | 27500 |  |  |  | Concrete |  | 17.6941 | 44235.2325 |  |  |  | Concrete |  | 41.32 | 103300 | [40 empty] | Excavation | 336.8252
[9 empty] | Use system mass | [61 empty] | Drain Concrete | 341.88
[71 empty] | Shingle | 193.7632
|  | Ratio of Compressor | [10 empty] | Fence Posts |  | 10 | 589.5 |  |  |  | Fence Posts |  | 12 | 707.4 |  |  |  | Fence Posts |  | 16 |  |  | Fence Posts | 12 | [5 empty] | Fence Posts | 16 |  |  |  | Fence Posts | 18 |  |  |  | Fence Posts | 18
|  | 86w | 0.046429 | 86 | 36.0286 | [7 empty] | Excavation |  | 2.7338 | 2.7338 |  |  |  | Excavation |  | 3.0983 | 3.0983 | [37 empty] | Dry |  |  |  |  | Wet
|  | 215w | 0.12857 | 215 | 99.7714 | [7 empty] | Concrete |  | 2.7338 | 2.7338 |  |  |  | Concrete |  | 3.0983 | 3.0983 | [37 empty] | Bund
|  |  |  | 4000 | 776 | [56 empty] | Unit | Ref | Ref (2021) | Cost (£) |  | Unit
|  |  | 0.19286 | [57 empty] | Cesspool | 1 | 27911.6 | 27911.6 | 27911.6 | Cesspool | 1 | 22447.2 | 22447.2 | 22447.2
Captial Emissions | [60 empty] | Excavation | 311.7632 | 11.958 | 11.958 | 3728.0791 | Excavation | 311.7632 |  | 11.958 | 3728.0791
[61 empty] | Backfill | 193.7632 | 36.7186 | 36.7186 | 7114.72 | Backfill | 193.7632 |  | 36.7186 | 7114.72
[13 empty] | Dry | [6 empty] | Dry | [6 empty] | Dry |  |  |  |  | All | [6 empty] | All |  |  |  |  | All |  |  |  |  | All
[5 empty] | Blower Rating | [8 empty] | kg CO2 | [6 empty] | kg CO2 | [6 empty] | kg CO2 |  |  |  |  | kg CO2 | [6 empty] | kg CO2 |  |  |  |  | kg CO2 |  |  |  |  | kg CO2 | [10 empty] | Sub Total |  |  |  | 38754.3991 | Sub Total |  |  |  | 33289.9991
[13 empty] | GRP | 3340 | [5 empty] | GRP | 5310 | [5 empty] | GRP | 9160 |  |  |  | GRP | 23800 | [5 empty] | GRP | 30200 |  |  |  | GRP | 30200 |  |  |  | GRP | 33900
[13 empty] | Blower | 34.1 | [5 empty] | Blower | 92.7 | [5 empty] | Blower | 195 |  |  |  | Blower | 119 | [5 empty] | Blower | 142 |  |  |  | Blower | 194 |  |  |  | Blower | 257
[13 empty] | Excavation | 8.82 | [5 empty] | Excavation | 14.9 | [5 empty] | Excavation | 27.7 |  |  |  | Excavation | 20.7 | [5 empty] | Excavation | 33.4 |  |  |  | Steel | 118 |  |  |  | Steel | 290 | [10 empty] | Total |  |  |  | 76109.2054 | Total |  |  |  | 70644.8054
[13 empty] | Pea Shingle | 207 | [5 empty] | Pea Shingle | 335 | [5 empty] | Pea Shingle | 799 |  |  |  | Concrete | 4770 | [5 empty] | Concrete | 6730 |  |  |  | Excavation | 67.3 |  |  |  | Excavation | 80.1
[5 empty] | Clenviro CLF 11 | 0.7 | kW | [5 empty] | Geotextile | 21.3 | [5 empty] | Geotextile | 36 | [5 empty] | Geotextile | 24 | [15 empty] | Concrete | 29000 |  |  |  | Concrete | 34400
[5 empty] | Clenviro CLF 14 | 1.1 | kW | [54 empty] | Emissions | kg Co2 eq
[13 empty] | Overall | 3620 | [5 empty] | Overall | 5790 |  | Dry | 5790 |  |  | Overall | 10200 |  |  |  | Overall | 28700 | [5 empty] | Overall | 37100 |  |  |  | Overall | 59600 |  |  |  | Overall | 68900 | [11 empty] | Dry | 112800
[8 empty] | This is including the mild steel case | [14 empty] | Wet | 12600 | [37 empty] | Wet | 185500
[5 empty] | CSAF 150 | 2.2 | kw | 110 | kg
[5 empty] | CSAF 200 | 3 | kW | 230 | kg |  |  |  | Wet | [6 empty] | Wet | [6 empty] | Wet
[14 empty] | kg CO2 | [6 empty] | kg CO2 | [6 empty] | kg CO2
[6 empty] | Blower Weight | [6 empty] | GRP | 3340 | [5 empty] | GRP | 5310 | [5 empty] | GRP | 9160
[5 empty] | CSAF 150 | 37 | kg | From Becker.co.uk |  |  |  |  | Blower | 34.1 | [5 empty] | Blower | 92.7 | [5 empty] | Blower | 195
[5 empty] | CSAF 200 | 49.5 | kg | This is the weight of the actual blowers |  |  |  |  | Excavation | 8.82 | [5 empty] | Excavation | 14.9 | [5 empty] | Excavation | 27.7
[13 empty] | Pea Shingle | 207 | [5 empty] | Pea Shingle | 335 | [5 empty] | Pea Shingle | 799
|  |  |  | CSAF 150 | Mild Steel | 73 | [6 empty] | Geotextile | 21.3 | [5 empty] | Geotextile | 36 | [5 empty] | Geotextile | 24
|  |  |  | CSAF 200 |  | 180.5 | [6 empty] | Concrete | 4320 | [5 empty] | Concrete | 6960 | [5 empty] | Concrete | 16200
[13 empty] | Overall | 7730 | [5 empty] | Overall | 12600 | [5 empty] | Overall | 25700
[9 empty] | 0.215 | 18
[9 empty] | 0.7 | 22.7013
[9 empty] | 1.1 | 27.0929
[9 empty] | 2.2 | 37
[9 empty] | 3 | 49.5
Weight Estimation
|  |  | Length | Diam |  | Weight
|  | Tricel Novouk10 | 3100 | 1640 | 5.084 | 370
|  | Tricel Novouk24 | 5600 | 1640 | 9.184 | 600
|  | 42a | 3600 | 1640 | 5.904 | 400
|  | 42b | 5600 | 1640 | 9.184 | 600
|  | Clenviro CLF 11 | 7500 | 2124 | 15.93 |  | 2600
|  | Clenviro CLF 14 | 10500 | 2524 | 26.502 |  | 3300
|  |  | 10770 | 2500 | 26.925 |  | 3327.985
|  |  | 13000 | 2500 | 32.5 |  | 3697.1225
Operational Emissions
Process Emissions
0.002 | kg N2O / kg TN |  | UKWIR 2008 factor (needs updating) | unit: kg N2O / kg TN load . GWP N2O = 265 (AR5; IPPC 2014) |  |  | GWP | 265
57 | mg CH4/pe/d |  | Wang et al |  |  |  | GWP | 28
[13 empty] | PE | Volume (m3) | Desludging Volume (m3) |  |  |  |  | 7.5 | 7.5tn Tanker | 2000L Capcity |  |  | 0 | 0 | Tanker | 0 | 0
| PE | [11 empty] | 5 | 1.577 | 0.4731 | 473.1 |  | 7.5 |  | 15 | 15 tn | 10500 L Capacity |  |  | Travel Distance (mi) | Travel Distance (km) | 3.5 - 7.5 | 7.5 - 16 | 16-32
| 5 | 10 | 20 | 30 | 50 | 75 | 100 | [5 empty] | 10 | 2.9353 | 0.8806 | 880.6 |  | 7.5 |  | 32 | 32 tn | 19000 L Capacity |  |  | 5 | 8 | 31.755 | 26.37 | 43.648
TN loading (g/d) | 75 | 150 | 300 | 450 | 750 | 1125 | 1500 | [5 empty] | 20 | 4.7833 | 1.435 | 1435 |  | 7.5 | [6 empty] | 10 | 16 | 63.51 | 52.74 | 87.296
[13 empty] | 30 | 8.9466 | 2.684 | 2683.9946 |  | 15 | [6 empty] | 20 | 32 | 127.02 | 105.48 | 174.592
g N20 d-1 | 0.15 | 0.3 | 0.6 | 0.9 | 1.5 | 2.25 | 3 | [5 empty] | 50 | 14.8841 | 4.4652 | 4465.237 |  | 15 | [6 empty] | 30 | 48 | 190.53 | 158.22 | 261.888
[13 empty] | 75 | 16.4757 | 4.9427 | 4942.713 |  | 15 | [6 empty] | 40 | 64 | 254.04 | 210.96 | 349.184
g CO2 eq d-1 | 39.75 | 79.5 | 159 | 238.5 | 397.5 | 596.25 | 795 | [5 empty] | 100 | 19.8871 | 5.9661 | 5966.1346 |  | 15 | [6 empty] | 50 | 80 | 317.55 | 263.7 | 436.48
kg CO2 eq yr-1 | 14.5187 | 29.0374 | 58.0748 | 87.1121 | 145.1869 | 217.7803 | 290.3737 | [5 empty] | 150 |  | 1 | 1000 |  | 7.5 |  | 1095 | 90 | days |  |  | 60 | 96 | 381.06 | 316.44 | 523.776
[10 empty] | 0.83281 |  |  | 200 |  | 1.3 | 1300 |  | 7.5 | [6 empty] | 70 | 112 | 444.57 | 369.18 | 611.072
[13 empty] | 300 |  | 1.9 | 1900 |  | 7.5 |  | 0.33333 | 4.0556 |  |  |  | 80 | 128 | 508.08 | 421.92 | 698.368
Methane released g/d | 0.285 | 0.57 | 1.14 | 1.71 | 2.85 | 4.275 | 5.7 | [5 empty] | 400 |  | 2.6 | 2600 |  | 15
[13 empty] | 500 |  | 3.2 | 3200 |  | 15
g CO2 eq d-1 | 7.98 | 15.96 | 31.92 | 47.88 | 79.8 | 119.7 | 159.6 | [5 empty] | 600 |  | 3.9 | 3900 |  | 15
kg CO2 eq yr-1 | 2.9147 | 5.8294 | 11.6588 | 17.4882 | 29.147 | 43.7204 | 58.2939 | [5 empty] | 800 |  | 5.1 | 5100 |  | 15
[13 empty] | 1000 |  | 6.5 | 6500 |  | 15 |  |  |  | 3.5 - 7.5 | 7.5 - 16 | 16-32
Process Emissions kg Co2 eq yr-1 | 17.4334 | 34.8668 | 69.7335 | 104.6003 | 174.3338 | 261.5007 | 348.6676 | [14 empty] | 0.52925 | 0.21975 | 0.1705
Overall Process Emissions | 435.8346 | 871.6691 | 1743.3383 | 2615.0074 | 4358.3456 | 6537.5184 | 8716.6912 | [13 empty] | Dry Mass | 7.5 | 15 | 32
| 87.1669 | 87.1669 | 87.1669 | 87.1669 | 87.1669 | 87.1669 | 87.1669 | [14 empty] | Yearly Tankering Emissions kg yr-1
Desludging Frequency Trips per year
[14 empty] | Single Trip Distance (mile) | tkm per tanker |  | Unladen | Laden | Overall |  | Single Trip Distance (mile) | 6 | 5 | 4 | 3 | 2 | 1 | 0.5 | 0.33333 | 0.25 | Single Trip Distance (mile) | 6 | 5 | 4 | 3 | 2 | 1 | 0.5 | 0.33333 | 0.25
| 150 | 200 | 300 | 400 | 500 | 600 | 800 | 1000 |  |  |  |  | 5 | 5 | 31.755 |  | 31.755 | 63.7848 | 50.5644 |  | 5 | 303.3866 | 252.8222 | 202.2578 | 151.6933 | 101.1289 | 50.5644 | 25.2822 | 16.8548 | 12.6411
Power (kW) | 17.6 | 22 | 33 | 44 | 55 | 66 | 88 | 110 | [5 empty] | 10 | 63.51 |  | 63.51 | 127.5696 | 101.1289 |  | 10 | 606.7733 | 505.6444 | 404.5155 | 303.3866 | 202.2578 | 101.1289 | 50.5644 | 33.7096 | 25.2822
[14 empty] | 20 | 127.02 |  | 127.02 | 255.1392 | 202.2578 |  | 20 | 1213.5465 | 1011.2888 | 809.031 | 606.7733 | 404.5155 | 202.2578 | 101.1289 | 67.4193 | 50.5644 | 20 | [7 empty] | 67.4193
| 154281.6 | 192852 | 289278 | 385704 | 482130 | 578556 | 771408 | 964260 | [5 empty] | 30 | 190.53 |  | 190.53 | 382.7088 | 303.3866 |  | 30 | 1820.3198 | 1516.9332 | 1213.5465 | 910.1599 | 606.7733 | 303.3866 | 151.6933 | 101.1289 | 75.8467
8765.76 | [13 empty] | 40 | 254.04 |  | 254.04 | 510.2784 | 404.5155 |  | 40 | 2427.0931 | 2022.5776 | 1618.0621 | 1213.5465 | 809.031 | 404.5155 | 202.2578 | 134.8385 | 101.1289
[14 empty] | 50 | 317.55 |  | 317.55 | 637.848 | 505.6444 |  | 50 | 3033.8663 | 2528.222 | 2022.5776 | 1516.9332 | 1011.2888 | 505.6444 | 252.8222 | 168.5481 | 126.4111
| 154.2816 | 192.852 | 289.278 | 385.704 | 482.13 | 578.556 | 771.408 | 964.26 | [5 empty] | 60 | 381.06 |  | 381.06 | 765.4176 | 606.7733 |  | 60 | 3640.6396 | 3033.8663 | 2427.0931 | 1820.3198 | 1213.5465 | 606.7733 | 303.3866 | 202.2578 | 151.6933
[14 empty] | 70 | 444.57 |  | 444.57 | 892.9872 | 707.9021 |  | 70 | 4247.4129 | 3539.5107 | 2831.6086 | 2123.7064 | 1415.8043 | 707.9021 | 353.9511 | 235.9674 | 176.9755
[14 empty] | 80 | 508.08 |  | 508.08 | 1020.5568 | 809.031 |  | 80 | 4854.1862 | 4045.1551 | 3236.1241 | 2427.0931 | 1618.0621 | 809.031 | 404.5155 | 269.677 | 202.2578
[13 empty] | 10 | 5 | 31.755 |  | 31.755 | 67.0448 | 52.2898 |  | 5 | 313.7388 | 261.449 | 209.1592 | 156.8694 | 104.5796 | 52.2898 | 26.1449 | 17.4299 | 13.0724
[14 empty] | 10 | 63.51 |  | 63.51 | 134.0896 | 104.5796 |  | 10 | 627.4775 | 522.8979 | 418.3184 | 313.7388 | 209.1592 | 104.5796 | 52.2898 | 34.8599 | 26.1449
[14 empty] | 20 | 127.02 |  | 127.02 | 268.1792 | 209.1592 |  | 20 | 1254.9551 | 1045.7959 | 836.6367 | 627.4775 | 418.3184 | 209.1592 | 104.5796 | 69.7197 | 52.2898 | 20 | [6 empty] | 104.5796
[14 empty] | 30 | 190.53 |  | 190.53 | 402.2688 | 313.7388 |  | 30 | 1882.4326 | 1568.6938 | 1254.9551 | 941.2163 | 627.4775 | 313.7388 | 156.8694 | 104.5796 | 78.4347
[14 empty] | 40 | 254.04 |  | 254.04 | 536.3584 | 418.3184 |  | 40 | 2509.9101 | 2091.5918 | 1673.2734 | 1254.9551 | 836.6367 | 418.3184 | 209.1592 | 139.4395 | 104.5796
[14 empty] | 50 | 317.55 |  | 317.55 | 670.448 | 522.8979 |  | 50 | 3137.3876 | 2614.4897 | 2091.5918 | 1568.6938 | 1045.7959 | 522.8979 | 261.449 | 174.2993 | 130.7245
[14 empty] | 60 | 381.06 |  | 381.06 | 804.5376 | 627.4775 |  | 60 | 3764.8652 | 3137.3876 | 2509.9101 | 1882.4326 | 1254.9551 | 627.4775 | 313.7388 | 209.1592 | 156.8694
[14 empty] | 70 | 444.57 |  | 444.57 | 938.6272 | 732.0571 |  | 70 | 4392.3427 | 3660.2856 | 2928.2285 | 2196.1714 | 1464.1142 | 732.0571 | 366.0286 | 244.019 | 183.0143
[14 empty] | 80 | 508.08 |  | 508.08 | 1072.7168 | 836.6367 |  | 80 | 5019.8202 | 4183.1835 | 3346.5468 | 2509.9101 | 1673.2734 | 836.6367 | 418.3184 | 278.8789 | 209.1592
[13 empty] | 20 | 5 | 31.755 |  | 31.755 | 71.48 | 54.6371 |  | 5 | 327.8227 | 273.1856 | 218.5485 | 163.9114 | 109.2742 | 54.6371 | 27.3186 | 18.2124 | 13.6593
[14 empty] | 10 | 63.51 |  | 63.51 | 142.96 | 109.2742 |  | 10 | 655.6455 | 546.3712 | 437.097 | 327.8227 | 218.5485 | 109.2742 | 54.6371 | 36.4247 | 27.3186
[14 empty] | 20 | 127.02 |  | 127.02 | 285.92 | 218.5485 |  | 20 | 1311.291 | 1092.7425 | 874.194 | 655.6455 | 437.097 | 218.5485 | 109.2742 | 72.8495 | 54.6371 | 20 | [5 empty] | 218.5485
[14 empty] | 30 | 190.53 |  | 190.53 | 428.88 | 327.8227 |  | 30 | 1966.9365 | 1639.1137 | 1311.291 | 983.4682 | 655.6455 | 327.8227 | 163.9114 | 109.2742 | 81.9557
[14 empty] | 40 | 254.04 |  | 254.04 | 571.84 | 437.097 |  | 40 | 2622.5819 | 2185.485 | 1748.388 | 1311.291 | 874.194 | 437.097 | 218.5485 | 145.699 | 109.2742
[14 empty] | 50 | 317.55 |  | 317.55 | 714.8 | 546.3712 |  | 50 | 3278.2274 | 2731.8562 | 2185.485 | 1639.1137 | 1092.7425 | 546.3712 | 273.1856 | 182.1237 | 136.5928
[14 empty] | 60 | 381.06 |  | 381.06 | 857.76 | 655.6455 |  | 60 | 3933.8729 | 3278.2274 | 2622.5819 | 1966.9365 | 1311.291 | 655.6455 | 327.8227 | 218.5485 | 163.9114
[14 empty] | 70 | 444.57 |  | 444.57 | 1000.72 | 764.9197 |  | 70 | 4589.5184 | 3824.5987 | 3059.6789 | 2294.7592 | 1529.8395 | 764.9197 | 382.4599 | 254.9732 | 191.2299
[14 empty] | 80 | 508.08 |  | 508.08 | 1143.68 | 874.194 |  | 80 | 5245.1639 | 4370.9699 | 3496.7759 | 2622.5819 | 1748.388 | 874.194 | 437.097 | 291.398 | 218.5485
[13 empty] | 30 | 5 | 26.37 |  | 26.37 | 141.472 | 36.8833 |  | 5 | 221.2996 | 184.4164 | 147.5331 | 110.6498 | 73.7665 | 36.8833 | 18.4416 | 12.2944 | 9.2208
[14 empty] | 10 | 52.74 |  | 52.74 | 282.9439 | 73.7665 |  | 10 | 442.5992 | 368.8327 | 295.0662 | 221.2996 | 147.5331 | 73.7665 | 36.8833 | 24.5888 | 18.4416
[14 empty] | 20 | 105.48 |  | 105.48 | 565.8878 | 147.5331 |  | 20 | 885.1985 | 737.6654 | 590.1323 | 442.5992 | 295.0662 | 147.5331 | 73.7665 | 49.1777 | 36.8833 | 20 | [5 empty] | 147.5331
[14 empty] | 30 | 158.22 |  | 158.22 | 848.8317 | 221.2996 |  | 30 | 1327.7977 | 1106.4981 | 885.1985 | 663.8989 | 442.5992 | 221.2996 | 110.6498 | 73.7665 | 55.3249
[14 empty] | 40 | 210.96 |  | 210.96 | 1131.7757 | 295.0662 |  | 40 | 1770.397 | 1475.3308 | 1180.2646 | 885.1985 | 590.1323 | 295.0662 | 147.5331 | 98.3554 | 73.7665
[14 empty] | 50 | 263.7 |  | 263.7 | 1414.7196 | 368.8327 |  | 50 | 2212.9962 | 1844.1635 | 1475.3308 | 1106.4981 | 737.6654 | 368.8327 | 184.4164 | 122.9442 | 92.2082
[14 empty] | 60 | 316.44 |  | 316.44 | 1697.6635 | 442.5992 |  | 60 | 2655.5954 | 2212.9962 | 1770.397 | 1327.7977 | 885.1985 | 442.5992 | 221.2996 | 147.5331 | 110.6498
[14 empty] | 70 | 369.18 |  | 369.18 | 1980.6074 | 516.3658 |  | 70 | 3098.1947 | 2581.8289 | 2065.4631 | 1549.0973 | 1032.7316 | 516.3658 | 258.1829 | 172.1219 | 129.0914
[14 empty] | 80 | 421.92 |  | 421.92 | 2263.5513 | 590.1323 |  | 80 | 3540.7939 | 2950.6616 | 2360.5293 | 1770.397 | 1180.2646 | 590.1323 | 295.0662 | 196.7108 | 147.5331
[13 empty] | 50 | 5 | 26.37 |  | 26.37 | 155.7219 | 40.0147 |  | 5 | 240.0882 | 200.0735 | 160.0588 | 120.0441 | 80.0294 | 40.0147 | 20.0073 | 13.3382 | 10.0037
[14 empty] | 10 | 52.74 |  | 52.74 | 311.4438 | 80.0294 |  | 10 | 480.1763 | 400.1469 | 320.1176 | 240.0882 | 160.0588 | 80.0294 | 40.0147 | 26.6765 | 20.0073
[14 empty] | 20 | 105.48 |  | 105.48 | 622.8876 | 160.0588 |  | 20 | 960.3527 | 800.2939 | 640.2351 | 480.1763 | 320.1176 | 160.0588 | 80.0294 | 53.3529 | 40.0147 | 20 | [5 empty] | 160.0588
[14 empty] | 30 | 158.22 |  | 158.22 | 934.3314 | 240.0882 |  | 30 | 1440.529 | 1200.4408 | 960.3527 | 720.2645 | 480.1763 | 240.0882 | 120.0441 | 80.0294 | 60.022
[14 empty] | 40 | 210.96 |  | 210.96 | 1245.7752 | 320.1176 |  | 40 | 1920.7053 | 1600.5878 | 1280.4702 | 960.3527 | 640.2351 | 320.1176 | 160.0588 | 106.7059 | 80.0294
[14 empty] | 50 | 263.7 |  | 263.7 | 1557.219 | 400.1469 |  | 50 | 2400.8816 | 2000.7347 | 1600.5878 | 1200.4408 | 800.2939 | 400.1469 | 200.0735 | 133.3823 | 100.0367
[14 empty] | 60 | 316.44 |  | 316.44 | 1868.6627 | 480.1763 |  | 60 | 2881.058 | 2400.8816 | 1920.7053 | 1440.529 | 960.3527 | 480.1763 | 240.0882 | 160.0588 | 120.0441
[14 empty] | 70 | 369.18 |  | 369.18 | 2180.1065 | 560.2057 |  | 70 | 3361.2343 | 2801.0286 | 2240.8229 | 1680.6172 | 1120.4114 | 560.2057 | 280.1029 | 186.7352 | 140.0514
[14 empty] | 80 | 421.92 |  | 421.92 | 2491.5503 | 640.2351 |  | 80 | 3841.4106 | 3201.1755 | 2560.9404 | 1920.7053 | 1280.4702 | 640.2351 | 320.1176 | 213.4117 | 160.0588
[13 empty] | 75 | 5 | 26.37 |  | 26.37 | 159.5417 | 40.8541 |  | 5 | 245.1246 | 204.2705 | 163.4164 | 122.5623 | 81.7082 | 40.8541 | 20.427 | 13.618 | 10.2135
[14 empty] | 10 | 52.74 |  | 52.74 | 319.0834 | 81.7082 |  | 10 | 490.2492 | 408.541 | 326.8328 | 245.1246 | 163.4164 | 81.7082 | 40.8541 | 27.2361 | 20.427
[14 empty] | 20 | 105.48 |  | 105.48 | 638.1668 | 163.4164 |  | 20 | 980.4983 | 817.0819 | 653.6656 | 490.2492 | 326.8328 | 163.4164 | 81.7082 | 54.4721 | 40.8541 | 20 |  |  |  |  | 326.8328
[14 empty] | 30 | 158.22 |  | 158.22 | 957.2502 | 245.1246 |  | 30 | 1470.7475 | 1225.6229 | 980.4983 | 735.3737 | 490.2492 | 245.1246 | 122.5623 | 81.7082 | 61.2811
[14 empty] | 40 | 210.96 |  | 210.96 | 1276.3336 | 326.8328 |  | 40 | 1960.9967 | 1634.1639 | 1307.3311 | 980.4983 | 653.6656 | 326.8328 | 163.4164 | 108.9443 | 81.7082
[14 empty] | 50 | 263.7 |  | 263.7 | 1595.417 | 408.541 |  | 50 | 2451.2458 | 2042.7049 | 1634.1639 | 1225.6229 | 817.0819 | 408.541 | 204.2705 | 136.1803 | 102.1352 |  |  |  |  | 67.4193
[14 empty] | 60 | 316.44 |  | 316.44 | 1914.5005 | 490.2492 |  | 60 | 2941.495 | 2451.2458 | 1960.9967 | 1470.7475 | 980.4983 | 490.2492 | 245.1246 | 163.4164 | 122.5623 |  |  |  |  | 104.5796
[14 empty] | 70 | 369.18 |  | 369.18 | 2233.5839 | 571.9574 |  | 70 | 3431.7442 | 2859.7868 | 2287.8294 | 1715.8721 | 1143.9147 | 571.9574 | 285.9787 | 190.6525 | 142.9893 |  |  |  |  | 218.5485
[14 empty] | 80 | 421.92 |  | 421.92 | 2552.6673 | 653.6656 |  | 80 | 3921.9933 | 3268.3278 | 2614.6622 | 1960.9967 | 1307.3311 | 653.6656 | 326.8328 | 217.8885 | 163.4164 |  |  |  |  | 147.5331
[13 empty] | 100 | 5 | 26.37 |  | 26.37 | 167.7291 | 42.6533 |  | 5 | 255.9196 | 213.2664 | 170.6131 | 127.9598 | 85.3065 | 42.6533 | 21.3266 | 14.2178 | 10.6633 |  |  |  |  | 160.0588
[14 empty] | 10 | 52.74 |  | 52.74 | 335.4582 | 85.3065 |  | 10 | 511.8393 | 426.5327 | 341.2262 | 255.9196 | 170.6131 | 85.3065 | 42.6533 | 28.4355 | 21.3266 |  |  |  |  | 326.8328
[14 empty] | 20 | 105.48 |  | 105.48 | 670.9163 | 170.6131 |  | 20 | 1023.6785 | 853.0654 | 682.4524 | 511.8393 | 341.2262 | 170.6131 | 85.3065 | 56.871 | 42.6533 | 20 |  |  |  | 511.8393
[14 empty] | 30 | 158.22 |  | 158.22 | 1006.3745 | 255.9196 |  | 30 | 1535.5178 | 1279.5982 | 1023.6785 | 767.7589 | 511.8393 | 255.9196 | 127.9598 | 85.3065 | 63.9799 |  |  |  |  | 844.7253
[14 empty] | 40 | 210.96 |  | 210.96 | 1341.8326 | 341.2262 |  | 40 | 2047.3571 | 1706.1309 | 1364.9047 | 1023.6785 | 682.4524 | 341.2262 | 170.6131 | 113.7421 | 85.3065 |  |  |  |  | 865.0485
[14 empty] | 50 | 263.7 |  | 263.7 | 1677.2908 | 426.5327 |  | 50 | 2559.1963 | 2132.6636 | 1706.1309 | 1279.5982 | 853.0654 | 426.5327 | 213.2664 | 142.1776 | 106.6332 |  |  |  |  | 905.6949
[14 empty] | 60 | 316.44 |  | 316.44 | 2012.7489 | 511.8393 |  | 60 | 3071.0356 | 2559.1963 | 2047.3571 | 1535.5178 | 1023.6785 | 511.8393 | 255.9196 | 170.6131 | 127.9598 |  |  |  |  | 587.7697
[14 empty] | 70 | 369.18 |  | 369.18 | 2348.2071 | 597.1458 |  | 70 | 3582.8749 | 2985.729 | 2388.5832 | 1791.4374 | 1194.2916 | 597.1458 | 298.5729 | 199.0486 | 149.2865 |  |  |  |  | 604.6465
[14 empty] | 80 | 421.92 |  | 421.92 | 2683.6652 | 682.4524 |  | 80 | 4094.7141 | 3412.2618 | 2729.8094 | 2047.3571 | 1364.9047 | 682.4524 | 341.2262 | 227.4841 | 170.6131 |  |  |  |  | 624.3361
[13 empty] | 150 | 5 | 31.755 |  | 31.755 | 68 | 52.7953 |  | 5 | 316.772 | 263.9767 | 211.1813 | 158.386 | 105.5907 | 52.7953 | 26.3977 | 17.5984 | 13.1988 |  |  |  |  | 658.0897
[14 empty] | 10 | 63.51 |  | 63.51 | 136 | 105.5907 |  | 10 | 633.544 | 527.9533 | 422.3627 | 316.772 | 211.1813 | 105.5907 | 52.7953 | 35.1969 | 26.3977 |  |  |  |  | 697.4689
[14 empty] | 20 | 127.02 |  | 127.02 | 272 | 211.1813 |  | 20 | 1267.088 | 1055.9067 | 844.7253 | 633.544 | 422.3627 | 211.1813 | 105.5907 | 70.3938 | 52.7953 | 20 |  |  | 844.7253
[14 empty] | 30 | 190.53 |  | 190.53 | 408 | 316.772 |  | 30 | 1900.632 | 1583.86 | 1267.088 | 950.316 | 633.544 | 316.772 | 158.386 | 105.5907 | 79.193
[14 empty] | 40 | 254.04 |  | 254.04 | 544 | 422.3627 |  | 40 | 2534.176 | 2111.8133 | 1689.4507 | 1267.088 | 844.7253 | 422.3627 | 211.1813 | 140.7876 | 105.5907
[14 empty] | 50 | 317.55 |  | 317.55 | 680 | 527.9533 |  | 50 | 3167.72 | 2639.7667 | 2111.8133 | 1583.86 | 1055.9067 | 527.9533 | 263.9767 | 175.9844 | 131.9883
[14 empty] | 60 | 381.06 |  | 381.06 | 816 | 633.544 |  | 60 | 3801.264 | 3167.72 | 2534.176 | 1900.632 | 1267.088 | 633.544 | 316.772 | 211.1813 | 158.386
[14 empty] | 70 | 444.57 |  | 444.57 | 952 | 739.1347 |  | 70 | 4434.808 | 3695.6734 | 2956.5387 | 2217.404 | 1478.2693 | 739.1347 | 369.5673 | 246.3782 | 184.7837
[14 empty] | 80 | 508.08 |  | 508.08 | 1088 | 844.7253 |  | 80 | 5068.352 | 4223.6267 | 3378.9014 | 2534.176 | 1689.4507 | 844.7253 | 422.3627 | 281.5751 | 211.1813
[13 empty] | 200 | 5 | 31.755 |  | 31.755 | 70.4 | 54.0655 |  | 5 | 324.3932 | 270.3277 | 216.2621 | 162.1966 | 108.1311 | 54.0655 | 27.0328 | 18.0218 | 13.5164
[14 empty] | 10 | 63.51 |  | 63.51 | 140.8 | 108.1311 |  | 10 | 648.7864 | 540.6553 | 432.5243 | 324.3932 | 216.2621 | 108.1311 | 54.0655 | 36.0437 | 27.0328
[14 empty] | 20 | 127.02 |  | 127.02 | 281.6 | 216.2621 |  | 20 | 1297.5728 | 1081.3107 | 865.0485 | 648.7864 | 432.5243 | 216.2621 | 108.1311 | 72.0874 | 54.0655 | 20 |  |  | 865.0485
[14 empty] | 30 | 190.53 |  | 190.53 | 422.4 | 324.3932 |  | 30 | 1946.3592 | 1621.966 | 1297.5728 | 973.1796 | 648.7864 | 324.3932 | 162.1966 | 108.1311 | 81.0983
[14 empty] | 40 | 254.04 |  | 254.04 | 563.2 | 432.5243 |  | 40 | 2595.1456 | 2162.6213 | 1730.0971 | 1297.5728 | 865.0485 | 432.5243 | 216.2621 | 144.1748 | 108.1311
[14 empty] | 50 | 317.55 |  | 317.55 | 704 | 540.6553 |  | 50 | 3243.932 | 2703.2767 | 2162.6213 | 1621.966 | 1081.3107 | 540.6553 | 270.3277 | 180.2184 | 135.1638
[14 empty] | 60 | 381.06 |  | 381.06 | 844.8 | 648.7864 |  | 60 | 3892.7184 | 3243.932 | 2595.1456 | 1946.3592 | 1297.5728 | 648.7864 | 324.3932 | 216.2621 | 162.1966
[14 empty] | 70 | 444.57 |  | 444.57 | 985.6 | 756.9175 |  | 70 | 4541.5048 | 3784.5874 | 3027.6699 | 2270.7524 | 1513.8349 | 756.9175 | 378.4587 | 252.3058 | 189.2294
[14 empty] | 80 | 508.08 |  | 508.08 | 1126.4 | 865.0485 |  | 80 | 5190.2912 | 4325.2427 | 3460.1942 | 2595.1456 | 1730.0971 | 865.0485 | 432.5243 | 288.3495 | 216.2621
[13 empty] | 300 | 5 | 31.755 |  | 31.755 | 75.2 | 56.6059 |  | 5 | 339.6356 | 283.0297 | 226.4237 | 169.8178 | 113.2119 | 56.6059 | 28.303 | 18.8686 | 14.1515
[14 empty] | 10 | 63.51 |  | 63.51 | 150.4 | 113.2119 |  | 10 | 679.2712 | 566.0593 | 452.8475 | 339.6356 | 226.4237 | 113.2119 | 56.6059 | 37.7373 | 28.303
[14 empty] | 20 | 127.02 |  | 127.02 | 300.8 | 226.4237 |  | 20 | 1358.5424 | 1132.1187 | 905.6949 | 679.2712 | 452.8475 | 226.4237 | 113.2119 | 75.4746 | 56.6059 | 20 |  |  | 905.6949
[14 empty] | 30 | 190.53 |  | 190.53 | 451.2 | 339.6356 |  | 30 | 2037.8136 | 1698.178 | 1358.5424 | 1018.9068 | 679.2712 | 339.6356 | 169.8178 | 113.2119 | 84.9089
[14 empty] | 40 | 254.04 |  | 254.04 | 601.6 | 452.8475 |  | 40 | 2717.0848 | 2264.2373 | 1811.3899 | 1358.5424 | 905.6949 | 452.8475 | 226.4237 | 150.9492 | 113.2119
[14 empty] | 50 | 317.55 |  | 317.55 | 752 | 566.0593 |  | 50 | 3396.356 | 2830.2967 | 2264.2373 | 1698.178 | 1132.1187 | 566.0593 | 283.0297 | 188.6864 | 141.5148
[14 empty] | 60 | 381.06 |  | 381.06 | 902.4 | 679.2712 |  | 60 | 4075.6272 | 3396.356 | 2717.0848 | 2037.8136 | 1358.5424 | 679.2712 | 339.6356 | 226.4237 | 169.8178
[14 empty] | 70 | 444.57 |  | 444.57 | 1052.8 | 792.4831 |  | 70 | 4754.8984 | 3962.4154 | 3169.9323 | 2377.4492 | 1584.9661 | 792.4831 | 396.2415 | 264.161 | 198.1208
[14 empty] | 80 | 508.08 |  | 508.08 | 1203.2 | 905.6949 |  | 80 | 5434.1696 | 4528.4747 | 3622.7798 | 2717.0848 | 1811.3899 | 905.6949 | 452.8475 | 301.8983 | 226.4237
[13 empty] | 400 | 5 | 26.37 |  | 26.37 | 140.8 | 36.7356 |  | 5 | 220.4136 | 183.678 | 146.9424 | 110.2068 | 73.4712 | 36.7356 | 18.3678 | 12.2452 | 9.1839
[14 empty] | 10 | 52.74 |  | 52.74 | 281.6 | 73.4712 |  | 10 | 440.8273 | 367.3561 | 293.8849 | 220.4136 | 146.9424 | 73.4712 | 36.7356 | 24.4904 | 18.3678
[14 empty] | 20 | 105.48 |  | 105.48 | 563.2 | 146.9424 |  | 20 | 881.6546 | 734.7122 | 587.7697 | 440.8273 | 293.8849 | 146.9424 | 73.4712 | 48.9808 | 36.7356 | 20 |  |  | 587.7697
[14 empty] | 30 | 158.22 |  | 158.22 | 844.8 | 220.4136 |  | 30 | 1322.4819 | 1102.0682 | 881.6546 | 661.2409 | 440.8273 | 220.4136 | 110.2068 | 73.4712 | 55.1034
[14 empty] | 40 | 210.96 |  | 210.96 | 1126.4 | 293.8849 |  | 40 | 1763.3092 | 1469.4243 | 1175.5394 | 881.6546 | 587.7697 | 293.8849 | 146.9424 | 97.9616 | 73.4712
[14 empty] | 50 | 263.7 |  | 263.7 | 1408 | 367.3561 |  | 50 | 2204.1364 | 1836.7804 | 1469.4243 | 1102.0682 | 734.7122 | 367.3561 | 183.678 | 122.452 | 91.839
[14 empty] | 60 | 316.44 |  | 316.44 | 1689.6 | 440.8273 |  | 60 | 2644.9637 | 2204.1365 | 1763.3092 | 1322.4819 | 881.6546 | 440.8273 | 220.4136 | 146.9424 | 110.2068
[14 empty] | 70 | 369.18 |  | 369.18 | 1971.2 | 514.2985 |  | 70 | 3085.791 | 2571.4925 | 2057.194 | 1542.8955 | 1028.597 | 514.2985 | 257.1493 | 171.4328 | 128.5746
[14 empty] | 80 | 421.92 |  | 421.92 | 2252.8 | 587.7697 |  | 80 | 3526.6183 | 2938.8486 | 2351.0789 | 1763.3092 | 1175.5394 | 587.7697 | 293.8849 | 195.9232 | 146.9424
[13 empty] | 500 | 5 | 26.37 |  | 26.37 | 145.6 | 37.7904 |  | 5 | 226.7424 | 188.952 | 151.1616 | 113.3712 | 75.5808 | 37.7904 | 18.8952 | 12.5968 | 9.4476
[14 empty] | 10 | 52.74 |  | 52.74 | 291.2 | 75.5808 |  | 10 | 453.4849 | 377.9041 | 302.3233 | 226.7424 | 151.1616 | 75.5808 | 37.7904 | 25.1936 | 18.8952
[14 empty] | 20 | 105.48 |  | 105.48 | 582.4 | 151.1616 |  | 20 | 906.9698 | 755.8082 | 604.6465 | 453.4849 | 302.3233 | 151.1616 | 75.5808 | 50.3872 | 37.7904 | 20 |  |  | 604.6465
[14 empty] | 30 | 158.22 |  | 158.22 | 873.6 | 226.7424 |  | 30 | 1360.4547 | 1133.7122 | 906.9698 | 680.2273 | 453.4849 | 226.7424 | 113.3712 | 75.5808 | 56.6856
[14 empty] | 40 | 210.96 |  | 210.96 | 1164.8 | 302.3233 |  | 40 | 1813.9396 | 1511.6163 | 1209.293 | 906.9698 | 604.6465 | 302.3233 | 151.1616 | 100.7744 | 75.5808
[14 empty] | 50 | 263.7 |  | 263.7 | 1456 | 377.9041 |  | 50 | 2267.4245 | 1889.5204 | 1511.6163 | 1133.7122 | 755.8082 | 377.9041 | 188.952 | 125.968 | 94.476
[14 empty] | 60 | 316.44 |  | 316.44 | 1747.2 | 453.4849 |  | 60 | 2720.9093 | 2267.4244 | 1813.9396 | 1360.4547 | 906.9698 | 453.4849 | 226.7424 | 151.1616 | 113.3712
[14 empty] | 70 | 369.18 |  | 369.18 | 2038.4 | 529.0657 |  | 70 | 3174.3942 | 2645.3285 | 2116.2628 | 1587.1971 | 1058.1314 | 529.0657 | 264.5329 | 176.3552 | 132.2664
[14 empty] | 80 | 421.92 |  | 421.92 | 2329.6 | 604.6465 |  | 80 | 3627.8791 | 3023.2326 | 2418.5861 | 1813.9396 | 1209.293 | 604.6465 | 302.3233 | 201.5488 | 151.1616
[13 empty] | 600 | 5 | 26.37 |  | 26.37 | 151.2 | 39.021 |  | 5 | 234.126 | 195.105 | 156.084 | 117.063 | 78.042 | 39.021 | 19.5105 | 13.007 | 9.7553
[14 empty] | 10 | 52.74 |  | 52.74 | 302.4 | 78.042 |  | 10 | 468.2521 | 390.2101 | 312.1681 | 234.126 | 156.084 | 78.042 | 39.021 | 26.014 | 19.5105
[14 empty] | 20 | 105.48 |  | 105.48 | 604.8 | 156.084 |  | 20 | 936.5042 | 780.4201 | 624.3361 | 468.2521 | 312.1681 | 156.084 | 78.042 | 52.028 | 39.021 | 20 |  |  | 624.3361
[14 empty] | 30 | 158.22 |  | 158.22 | 907.2 | 234.126 |  | 30 | 1404.7563 | 1170.6302 | 936.5042 | 702.3781 | 468.2521 | 234.126 | 117.063 | 78.042 | 58.5315
[14 empty] | 40 | 210.96 |  | 210.96 | 1209.6 | 312.1681 |  | 40 | 1873.0084 | 1560.8403 | 1248.6722 | 936.5042 | 624.3361 | 312.1681 | 156.084 | 104.056 | 78.042
[14 empty] | 50 | 263.7 |  | 263.7 | 1512 | 390.2101 |  | 50 | 2341.2605 | 1951.0504 | 1560.8403 | 1170.6302 | 780.4202 | 390.2101 | 195.105 | 130.07 | 97.5525
[14 empty] | 60 | 316.44 |  | 316.44 | 1814.4 | 468.2521 |  | 60 | 2809.5125 | 2341.2604 | 1873.0084 | 1404.7563 | 936.5042 | 468.2521 | 234.126 | 156.084 | 117.063
[14 empty] | 70 | 369.18 |  | 369.18 | 2116.8 | 546.2941 |  | 70 | 3277.7646 | 2731.4705 | 2185.1764 | 1638.8823 | 1092.5882 | 546.2941 | 273.1471 | 182.098 | 136.5735
[14 empty] | 80 | 421.92 |  | 421.92 | 2419.2 | 624.3361 |  | 80 | 3746.0167 | 3121.6806 | 2497.3445 | 1873.0084 | 1248.6722 | 624.3361 | 312.1681 | 208.112 | 156.084
[13 empty] | 800 | 5 | 26.37 |  | 26.37 | 160.8 | 41.1306 |  | 5 | 246.7836 | 205.653 | 164.5224 | 123.3918 | 82.2612 | 41.1306 | 20.5653 | 13.7102 | 10.2827
[14 empty] | 10 | 52.74 |  | 52.74 | 321.6 | 82.2612 |  | 10 | 493.5673 | 411.3061 | 329.0449 | 246.7836 | 164.5224 | 82.2612 | 41.1306 | 27.4204 | 20.5653
[14 empty] | 20 | 105.48 |  | 105.48 | 643.2 | 164.5224 |  | 20 | 987.1346 | 822.6122 | 658.0897 | 493.5673 | 329.0449 | 164.5224 | 82.2612 | 54.8408 | 41.1306 | 20 |  |  | 658.0897
[14 empty] | 30 | 158.22 |  | 158.22 | 964.8 | 246.7836 |  | 30 | 1480.7019 | 1233.9182 | 987.1346 | 740.3509 | 493.5673 | 246.7836 | 123.3918 | 82.2612 | 61.6959
[14 empty] | 40 | 210.96 |  | 210.96 | 1286.4 | 329.0449 |  | 40 | 1974.2692 | 1645.2243 | 1316.1794 | 987.1346 | 658.0897 | 329.0449 | 164.5224 | 109.6816 | 82.2612
[14 empty] | 50 | 263.7 |  | 263.7 | 1608 | 411.3061 |  | 50 | 2467.8365 | 2056.5304 | 1645.2243 | 1233.9182 | 822.6122 | 411.3061 | 205.653 | 137.102 | 102.8265
[14 empty] | 60 | 316.44 |  | 316.44 | 1929.6 | 493.5673 |  | 60 | 2961.4037 | 2467.8365 | 1974.2692 | 1480.7019 | 987.1346 | 493.5673 | 246.7836 | 164.5224 | 123.3918
[14 empty] | 70 | 369.18 |  | 369.18 | 2251.2 | 575.8285 |  | 70 | 3454.971 | 2879.1425 | 2303.314 | 1727.4855 | 1151.657 | 575.8285 | 287.9143 | 191.9428 | 143.9571
[14 empty] | 80 | 421.92 |  | 421.92 | 2572.8 | 658.0897 |  | 80 | 3948.5383 | 3290.4486 | 2632.3589 | 1974.2692 | 1316.1794 | 658.0897 | 329.0449 | 219.3632 | 164.5224
[13 empty] | 1000 | 5 | 26.37 |  | 26.37 | 172 | 43.5918 |  | 5 | 261.5508 | 217.959 | 174.3672 | 130.7754 | 87.1836 | 43.5918 | 21.7959 | 14.5306 | 10.898
[14 empty] | 10 | 52.74 |  | 52.74 | 344 | 87.1836 |  | 10 | 523.1017 | 435.9181 | 348.7345 | 261.5508 | 174.3672 | 87.1836 | 43.5918 | 29.0612 | 21.7959
[14 empty] | 20 | 105.48 |  | 105.48 | 688 | 174.3672 |  | 20 | 1046.2034 | 871.8362 | 697.4689 | 523.1017 | 348.7345 | 174.3672 | 87.1836 | 58.1224 | 43.5918 | 20 |  |  | 697.4689
[14 empty] | 30 | 158.22 |  | 158.22 | 1032 | 261.5508 |  | 30 | 1569.3051 | 1307.7542 | 1046.2034 | 784.6525 | 523.1017 | 261.5508 | 130.7754 | 87.1836 | 65.3877
[14 empty] | 40 | 210.96 |  | 210.96 | 1376 | 348.7345 |  | 40 | 2092.4068 | 1743.6723 | 1394.9378 | 1046.2034 | 697.4689 | 348.7345 | 174.3672 | 116.2448 | 87.1836
[14 empty] | 50 | 263.7 |  | 263.7 | 1720 | 435.9181 |  | 50 | 2615.5084 | 2179.5904 | 1743.6723 | 1307.7542 | 871.8361 | 435.9181 | 217.959 | 145.306 | 108.9795
[14 empty] | 60 | 316.44 |  | 316.44 | 2064 | 523.1017 |  | 60 | 3138.6101 | 2615.5084 | 2092.4068 | 1569.3051 | 1046.2034 | 523.1017 | 261.5508 | 174.3672 | 130.7754
[14 empty] | 70 | 369.18 |  | 369.18 | 2408 | 610.2853 |  | 70 | 3661.7118 | 3051.4265 | 2441.1412 | 1830.8559 | 1220.5706 | 610.2853 | 305.1427 | 203.4284 | 152.5713
[14 empty] | 80 | 421.92 |  | 421.92 | 2752 | 697.4689 |  | 80 | 4184.8135 | 3487.3446 | 2789.8757 | 2092.4068 | 1394.9378 | 697.4689 | 348.7345 | 232.4896 | 174.3672
Electricity
[10 empty] | 753.876 | 1884.69 | 3944.7 | 6136.2 | 9642.6 | 14902.2 | 31469.94 | 28314.18 | 37752.24 | 56628.36 | 75504.48 | 94380.6 | 113256.72 | 151008.96 | 314699.4
8766
|  | EEP 2019 + Projection |  |  | PE | Power Consumption (kW) | Power Demand (KWh) |  |  | 5 | 10 | 20 | 30 | 50 | 75 | 100 | 150 | 200 | 300 | 400 | 500 | 600 | 800 | 1000
1 | 2021 | 137.1981 |  |  | 5 | 0.086 | 753.876 |  |  | 103.4303 | 258.5758 | 541.2052 | 841.8748 | 1322.9461 | 2044.5531 | 4317.6151 | 3884.6509 | 5179.5345 | 7769.3017 | 10359.069 | 12948.8362 | 15538.6035 | 20718.138 | 43176.1505
2 | 2022 | 127.2772 |  |  | 10 | 0.215 | 1884.69 |  |  | 95.9512 | 239.8781 | 502.0705 | 780.9985 | 1227.2833 | 1896.7106 | 4005.4065 | 3603.7502 | 4805.0002 | 7207.5003 | 9610.0005 | 12012.5006 | 14415.0007 | 19220.0009 | 40054.0654
3 | 2023 | 119.1275 |  |  | 20 | 0.45 | 3944.7 |  |  | 89.8074 | 224.5184 | 469.9223 | 730.9902 | 1148.6989 | 1775.262 | 3748.9356 | 3372.9977 | 4497.3303 | 6745.9955 | 8994.6606 | 11243.3258 | 13491.9909 | 17989.3213 | 37489.3556
4 | 2024 | 128.444 |  |  | 30 | 0.7 | 6136.2 |  |  | 96.8308 | 242.0771 | 506.673 | 788.158 | 1238.534 | 1914.098 | 4042.1246 | 3636.7862 | 4849.0483 | 7273.5724 | 9698.0965 | 12122.6206 | 14547.1448 | 19396.193 | 40421.2459
5 | 2025 | 108.2024 |  |  | 50 | 1.1 | 9642.6 |  |  | 81.5712 | 203.928 | 426.826 | 663.9516 | 1043.3525 | 1612.4539 | 3405.1232 | 3063.6623 | 4084.8831 | 6127.3247 | 8169.7662 | 10212.2078 | 12254.6493 | 16339.5325 | 34051.2315
6 | 2026 | 90.1647 |  |  | 75 | 1.7 | 14902.2 |  |  | 67.973 | 169.9325 | 355.6727 | 553.2686 | 869.4221 | 1343.6524 | 2837.4777 | 2552.9395 | 3403.9193 | 5105.879 | 6807.8387 | 8509.7984 | 10211.758 | 13615.6774 | 28374.7766
7 | 2027 | 85.4402 |  |  | 100 | 3.59 | 31469.94 |  |  | 64.4113 | 161.0283 | 337.0359 | 524.2781 | 823.8656 | 1273.2469 | 2688.7978 | 2419.169 | 3225.5587 | 4838.338 | 6451.1174 | 8063.8967 | 9676.6761 | 12902.2348 | 26887.9776
8 | 2028 | 91.2529 |  |  | 150 | 3.23 | 28314.18 |  |  | 68.7934 | 171.9834 | 359.9653 | 559.946 | 879.9151 | 1359.8688 | 2871.723 | 2583.7508 | 3445.001 | 5167.5016 | 6890.0021 | 8612.5026 | 10335.0031 | 13780.0041 | 28717.23
9 | 2029 | 98.374 |  |  | 200 | 4.3067 | 37752.24 |  |  | 74.1618 | 185.4045 | 388.056 | 603.6427 | 948.5814 | 1465.9894 | 3095.8246 | 2785.3798 | 3713.8398 | 5570.7597 | 7427.6796 | 9284.5994 | 11141.5193 | 14855.3591 | 30958.2465
10 | 2030 | 89.4309 |  |  | 300 | 6.46 | 56628.36 |  |  | 67.4198 | 168.5496 | 352.7782 | 548.7661 | 862.3467 | 1332.7177 | 2814.3861 | 2532.1635 | 3376.2181 | 5064.3271 | 6752.4361 | 8440.5451 | 10128.6542 | 13504.8722 | 28143.8611
11 | 2031 | 82.6714 |  |  | 400 | 8.6133 | 75504.48 |  |  | 62.324 | 155.81 | 326.1139 | 507.2882 | 797.1672 | 1231.9857 | 2601.6639 | 2340.7728 | 3121.0304 | 4681.5455 | 6242.0607 | 7802.5759 | 9363.0911 | 12484.1214 | 26016.6385
12 | 2032 | 83.6248 |  |  | 500 | 10.7667 | 94380.6 |  |  | 63.0427 | 157.6068 | 329.8746 | 513.1383 | 806.3602 | 1246.1931 | 2631.6666 | 2367.7668 | 3157.0225 | 4735.5337 | 6314.0449 | 7892.5562 | 9471.0674 | 12628.0898 | 26316.6656
13 | 2033 | 84.756 |  |  | 600 | 12.92 | 113256.72 |  |  | 63.8955 | 159.7389 | 334.3372 | 520.08 | 817.2686 | 1263.0515 | 2667.2676 | 2399.7979 | 3199.7305 | 4799.5958 | 6399.461 | 7999.3263 | 9599.1915 | 12798.922 | 26672.6762
14 | 2034 | 86.766 |  |  | 800 | 17.2267 | 151008.96 |  |  | 65.4108 | 163.5269 | 342.2657 | 532.4133 | 836.6494 | 1293.0036 | 2730.5195 | 2456.7069 | 3275.6092 | 4913.4138 | 6551.2184 | 8189.0231 | 9826.8277 | 13102.4369 | 27305.1945
15 | 2035 | 78.2856 |  |  | 1000 | 35.9 | 314699.4 |  |  | 59.0177 | 147.5442 | 308.8134 | 480.3764 | 754.8772 | 1166.6284 | 2463.6447 | 2216.594 | 2955.4586 | 4433.1879 | 5910.9172 | 7388.6465 | 8866.3758 | 11821.8344 | 24636.4468
16 | 2036 | 71.2086 | [7 empty] | 53.6825 | 134.2062 | 280.8966 | 436.9503 | 686.6362 | 1061.165 | 2240.9309 | 2016.2136 | 2688.2847 | 4032.4271 | 5376.5695 | 6720.7119 | 8064.8542 | 10753.139 | 22409.3086
17 | 2037 | 67.3521 | [7 empty] | 50.7751 | 126.9378 | 265.6838 | 413.286 | 649.4494 | 1003.6945 | 2119.5666 | 1907.0195 | 2542.6927 | 3814.039 | 5085.3853 | 6356.7316 | 7628.078 | 10170.7706 | 21195.6655
18 | 2038 | 69.8281 | [7 empty] | 52.6417 | 131.6043 | 275.4508 | 428.479 | 673.3241 | 1040.5918 | 2197.4851 | 1977.1245 | 2636.166 | 3954.249 | 5272.3319 | 6590.4149 | 7908.4979 | 10544.6639 | 21974.851
19 | 2039 | 68.828 | [7 empty] | 51.8878 | 129.7194 | 271.5058 | 422.3423 | 663.6808 | 1025.6886 | 2166.0129 | 1948.8083 | 2598.411 | 3897.6165 | 5196.822 | 6496.0276 | 7795.2331 | 10393.6441 | 21660.129
20 | 2040 | 66.8262 | [7 empty] | 50.3787 | 125.9467 | 263.6094 | 410.0591 | 644.3785 | 995.8577 | 2103.0172 | 1892.1297 | 2522.8396 | 3784.2594 | 5045.6791 | 6307.0989 | 7568.5187 | 10091.3583 | 21030.172
21 | 2041 | 58.1811 | [7 empty] | 43.8613 | 109.6532 | 229.5068 | 357.0106 | 561.0166 | 867.0257 | 1830.9542 | 1647.3488 | 2196.465 | 3294.6975 | 4392.93 | 5491.1625 | 6589.395 | 8785.86 | 18309.5419
22 | 2042 | 55.7908 | [7 empty] | 42.0594 | 105.1484 | 220.0781 | 342.3438 | 537.9688 | 831.4063 | 1755.7344 | 1579.6719 | 2106.2292 | 3159.3438 | 4212.4585 | 5265.5731 | 6318.6877 | 8424.9169 | 17557.3443
23 | 2043 | 53.4988 | [7 empty] | 40.3315 | 100.8287 | 211.0368 | 328.2795 | 515.8678 | 797.2502 | 1683.6049 | 1514.7754 | 2019.7005 | 3029.5508 | 4039.4011 | 5049.2514 | 6059.1016 | 8078.8022 | 16836.0487
24 | 2044 | 51.301 | [7 empty] | 38.6746 | 96.6864 | 202.3669 | 314.793 | 494.6748 | 764.4974 | 1614.4385 | 1452.545 | 1936.7267 | 2905.09 | 3873.4533 | 4841.8166 | 5810.18 | 7746.9066 | 16144.3855
25 | 2045 | 49.1934 | [7 empty] | 37.0857 | 92.7143 | 194.0533 | 301.8606 | 474.3524 | 733.0901 | 1548.1137 | 1392.8711 | 1857.1615 | 2785.7423 | 3714.323 | 4642.9038 | 5571.4845 | 7428.6461 | 15481.1374
26 | 2046 | 47.1724
27 | 2047 | 45.2345 | [7 empty] | 63.4168 | 158.5419 | 331.8319 | 516.183 | 811.1447 | 1253.5873 | 2647.2814 | 2381.8158 | 3175.7545 | 4763.6317 | 6351.5089 | 7939.3861 | 9527.2634 | 12703.0178 | 26472.8138
28 | 2048 | 43.3761 | [23 empty] | 15878.7723
29 | 2049 | 41.5942
30 | 2050 | 39.8854 | 77.3429 | kgCo2 kWh-1
| 2051 | 38.2468
| 2052 | 36.6755
| 2053 | 35.1688
| 2054 | 33.724
| 2055 | 32.3385
| 2056 | 31.01
| 2057 | 29.736
Site Visits
|  | Large Diesel | kg Co2 eq
|  | Euro 3 | 0.667 | per mile
|  | Euro 4 | 0.638 | per mile
|  | Euro 5 | 0.626 | per mile
|  | PE | Site Visists |  | Maintanence
|  | 5 | 306.24 |  | 51.04
|  | 10 | 331.76 |  | 51.04
|  | 20 | 331.76 |  | 51.04
|  | 30 | 331.76 |  | 51.04
|  | 50 | 331.76 |  | 51.04
|  | 75 | 331.76 |  | 51.04
|  | 100 | 331.76 |  | 51.04
|  | 150 | 331.76 |  | 51.04
|  | 200 | 331.76 |  | 51.04
|  | 300 | 331.76 |  | 51.04
|  | 400 | 331.76 |  | 51.04
|  | 500 | 331.76 |  | 51.04
|  | 600 | 331.76 |  | 51.04
|  | 800 | 331.76 |  | 51.04
|  | 1000 | 331.76 |  | 51.04
Maintance
Blower
| Parts | 0.125 |  | This is a rough assumption
| Visits | 1 | per year
| PE | Blower (kg Co2) | [5 empty] | Electric Car
| 5 | 34.1 |  | 4.2625 |  | 55.3025 |  | 0.0063255 |  | 4.2688
| 10 | 92.7 |  | 11.5875 |  | 62.6275 |  | 0.0063255 |  | 11.5938
| 20 | 195 |  | 24.375 |  | 75.415 |  | 0.0063255 |  | 24.3813
| 30 | 119 |  | 14.875 |  | 65.915 |  | 0.0063255 |  | 14.8813
| 50 | 142 |  | 17.75 |  | 68.79 |  | 0.0063255 |  | 17.7563
| 75 | 194 |  | 24.25 |  | 75.29 |  | 0.0063255 |  | 24.2563
| 100 | 257 |  | 32.125 |  | 83.165 |  | 0.0063255 |  | 32.1313
Very Rough | 150 | 257 |  | 32.125 |  | 83.165 |  | 0.0063255 |  | 32.1313
| 200 | 257 |  | 32.125 |  | 83.165 |  | 0.0063255 |  | 32.1313
| 300 | 257 |  | 32.125 |  | 83.165 |  | 0.0063255 |  | 32.1313
| 400 | 257 |  | 32.125 |  | 83.165 |  | 0.0063255 |  | 32.1313
| 500 | 257 |  | 32.125 |  | 83.165 |  | 0.0063255 |  | 32.1313
| 600 | 257 |  | 32.125 |  | 83.165 |  | 0.0063255 |  | 32.1313
| 800 | 257 |  | 32.125 |  | 83.165 |  | 0.0063255 |  | 32.1313
| 1000 | 257 |  | 32.125 |  | 83.165 |  | 0.0063255 |  | 32.1313

## ABR-Exc
No Pumping Conditions
PE | 5 | 10 | 20 | 30 | 50 | 75 | 100 | 200 | 300 | 400 | 500 | 600 | 800 | 1000
Excavation | 7.36 | 14.3106 | 28.2262 | 42.0768 | 69.6894 | 104.1191 | 138.4956 | 275.7424 | 412.7837 | 549.7186 | 686.5855 | 823.4041 | 1096.9393 | 1370.3784
Geotextile | 22.6 | 34.9519 | 55.3559 | 73.5507 | 106.9224 | 145.7148 | 182.6992 | 321.8157 | 453.946 | 582.4601 | 708.6632 | 833.2247 | 1078.875 | 1321.257
Imperable liner | 22.6 | 34.9519 | 55.3559 | 73.5507 | 106.9224 | 145.7148 | 182.6992 | 321.8157 | 453.946 | 582.4601 | 708.6632 | 833.2247 | 1078.875 | 1321.257
Fence Post 3.1m | 8 | 8 | 12 | 12 | 12 | 16 | 16 | 20 | 24 | 24 | 28 | 28 | 32 | 36
Fence Panel 300mm | 24 | 28 | 56 | 56 | 56 | 84 | 84 | 112 | 140 | 140 | 168 | 168 | 196 | 224
Fence Panel 150mm | 4 | 4 | 8 | 8 | 8 | 12 | 12 | 16 | 20 | 20 | 24 | 24 | 28 | 32
Excavation | 1.458 | 1.458 | 2.187 | 2.187 | 2.187 | 2.916 | 2.916 | 3.645 | 4.374 | 4.374 | 5.103 | 5.103 | 5.832 | 6.561
Concrete | 1.458 | 1.458 | 2.187 | 2.187 | 2.187 | 2.916 | 2.916 | 3.645 | 4.374 | 4.374 | 5.103 | 5.103 | 5.832 | 6.561 |  | 8
Gas Cover | 5.4978 | 9.996 | 19.992 | 29.9879 | 49.9799 | 74.9698 | 99.9598 | 199.9195 | 299.8793 | 399.8391 | 499.7988 | 599.7586 | 799.6781 | 999.5977 |  | 8
12
Fence Breakdown | [15 empty] | 12
Total Mass | [15 empty] | 12
Rebars | 116 | 128 | 240 | 240 | 240 | 352 | 352 | 464 | 576 | 576 | 688 | 688 | 800 | 912 |  | 16
Concrete | 2227 | 2497 | 4758 | 4758 | 4758 | 7019 | 7019 | 9280 | 11541 | 11541 | 13802 | 13802 | 16063 | 18324 |  | 16
20
Conversions to mass of materials | [15 empty] | 24
24
28
Excavation | 8.818 | 15.7686 | 30.4132 | 44.2638 | 71.8764 | 107.0351 | 141.4116 | 279.3874 | 417.1577 | 554.0926 | 691.6885 | 828.5071 | 1102.7713 | 1376.9394 |  | 28
Geotextile | 20.792 | 32.1557 | 50.9274 | 67.6667 | 98.3686 | 134.0577 | 168.0832 | 296.0704 | 417.6304 | 535.8633 | 651.9701 | 766.5667 | 992.565 | 1215.5565 |  | 32
Imperable liner | 33.7173 | 53.9374 | 90.4174 | 124.2464 | 188.2827 | 264.8216 | 339.1907 | 626.0822 | 904.5904 | 1178.759 | 1450.1544 | 1719.5799 | 2254.2637 | 2785.0256 |  | 36
[23 empty] | 1874.458 | 2144.458 | 4229.187 | 4229.187 | 4229.187 | 6313.916 | 6313.916 | 8398.645 | 10483.374 | 10483.374 | 12568.103 | 12568.103 | 14652.832 | 16737.561
Concrete | 5872 | 6142 | 10225.5 | 10225.5 | 10225.5 | 14309 | 14309 | 18392.5 | 22476 | 22476 | 26559.5 | 26559.5 | 30643 | 34726.5 | [8 empty] | 154.2648 | 173.1973 | 335.5259 | 335.5259 | 335.5259 | 497.8545 | 497.8545 | 660.1831 | 822.5117 | 822.5117 | 984.8403 | 984.8403 | 1147.1689 | 1309.4975
Rebar - Mild Steel | 219.4767 | 238.4092 | 433.3438 | 433.3438 | 433.3438 | 628.2783 | 628.2783 | 823.2129 | 1018.1475 | 1018.1475 | 1213.082 | 1213.082 | 1408.0166 | 1602.9512
PE | 5 | 10 | 20 | 30 | 50 | 75 | 100 | 200 | 300 | 400 | 500 | 600 | 800 | 1000 | [8 empty] | 2228.458 | 2498.458 | 4760.187 | 4760.187 | 4760.187 | 7021.916 | 7021.916 | 9283.645 | 11545.374 | 11545.374 | 13807.103 | 13807.103 | 16068.832 | 18330.561
Excavation | 3.94 | 7.47 | 14.9 | 22.4 | 37.2 | 55.3 | 73.9 | 147 | 219 | 292 | 365 | 437 | 582 | 727 | [8 empty] | 219.4767 | 238.4092 | 433.3438 | 433.3438 | 433.3438 | 628.2783 | 628.2783 | 823.2129 | 1018.1475 | 1018.1475 | 1213.082 | 1213.082 | 1408.0166 | 1602.9512
Geotextile | 60 | 92.3 | 147 | 196 | 283 | 387 | 485 | 854 | 1210 | 1550 | 1880 | 2210 | 2870 | 3510
Imperable liner | 97.6 | 156 | 262 | 358 | 543 | 765 | 979 | 1810 | 2610 | 3400 | 4180 | 4960 | 6500 | 8030
[23 empty] | 1.1889 | 1.1651 | 1.1256 | 1.1256 | 1.1256 | 1.1121 | 1.1121 | 1.1054 | 1.1013 | 1.1013 | 1.0986 | 1.0986 | 1.0966 | 1.0952
Concrete | 273 | 312 | 615 | 615 | 615 | 916 | 916 | 1220 | 1530 | 1530 | 1830 | 1830 | 2340 | 2660 | [8 empty] | 1.4227 | 1.3765 | 1.2915 | 1.2915 | 1.2915 | 1.262 | 1.262 | 1.2469 | 1.2379 | 1.2379 | 1.2318 | 1.2318 | 1.2274 | 1.2241
Rebar - Mild Steel | 298 | 335 | 649 | 650 | 651 | 967 | 969 | 1290 | 1610 | 1610 | 1930 | 1930 | 2760 | 3140
Total | 724 | 893 | 1670 | 2010 | 2110 | 3060 | 3390 | 5270 | 7110 | 8310 | 10100 | 11300 | 14900 | 17900
Sum | 732.54 | 902.77 | 1687.9 | 1841.4 | 2129.2 | 3090.3 | 3422.9 | 5321 | 7179 | 8382 | 10185 | 11367 | 15052 | 18067
PE | 5 | 10 | 20 | 30 | 50 | 75 | 100 | 200 | 300 | 400 | 500 | 600 | 800 | 1000
Excavation | 3.94 | 7.47 | 14.9 | 22.4 | 37.2 | 55.3 | 73.9 | 147 | 219 | 292 | 365 | 437 | 582 | 727
Lining and Gas Cover | 157.6 | 248.3 | 409 | 554 | 826 | 1152 | 1464 | 2664 | 3820 | 4950 | 6060 | 7170 | 9370 | 11540
Baffling | 571 | 647 | 1264 | 1265 | 1266 | 1883 | 1885 | 2510 | 3140 | 3140 | 3760 | 3760 | 5100 | 5800
| 1.1889 | 1.1651 | 1.1256 | 1.1256 | 1.1256 | 1.1121 | 1.1121 | 1.1054 | 1.1013 | 1.1013 | 1.0986 | 1.0986 | 1.0966 | 1.0952
| 1.4227 | 1.3765 | 1.2915 | 1.2915 | 1.2915 | 1.262 | 1.262 | 1.2469 | 1.2379 | 1.2379 | 1.2318 | 1.2318 | 1.2274 | 1.2241
PE | 5 | 10 | 20 | 30 | 50 | 75 | 100 | 200 | 300 | 400 | 500 | 600 | 800 | 1000
Excavation | 3.94 | 7.47 | 14.9 | 22.4 | 37.2 | 55.3 | 73.9 | 147 | 219 | 292 | 365 | 437 | 582 | 727
Geotextile | 60 | 92.3 | 147 | 196 | 283 | 387 | 485 | 854 | 1210 | 1550 | 1880 | 2210 | 2870 | 3510
Imperable liner | 97.6 | 156 | 262 | 358 | 543 | 765 | 979 | 1810 | 2610 | 3400 | 4180 | 4960 | 6500 | 8030
Concrete | 324.5573 | 363.5039 | 692.217 | 692.217 | 692.217 | 1018.7141 | 1018.7141 | 1348.5565 | 1684.994 | 1684.994 | 2010.4067 | 2010.4067 | 2566.1297 | 2913.1659
Rebar - Mild Steel | 423.9727 | 461.1336 | 838.2069 | 839.4984 | 840.79 | 1220.3268 | 1222.8507 | 1608.5608 | 1992.9412 | 1992.9412 | 2377.2873 | 2377.2873 | 3387.5795 | 3843.6627
Total | 724 | 893 | 1670 | 2010 | 2110 | 3060 | 3390 | 5270 | 7110 | 8310 | 10100 | 11300 | 14900 | 17900
Sum | 910.07 | 1080.4075 | 1954.3239 | 2108.1154 | 2396.2069 | 3446.3408 | 3779.4648 | 5768.1173 | 7716.9352 | 8919.9352 | 10812.694 | 11994.694 | 15905.7091 | 19023.8286
PE | 5 | 10 | 20 | 30 | 50 | 75 | 100 | 200 | 300 | 400 | 500 | 600 | 800 | 1000
Excavation | 3.94 | 7.47 | 14.9 | 22.4 | 37.2 | 55.3 | 73.9 | 147 | 219 | 292 | 365 | 437 | 582 | 727
Lining and Gas Cover | 157.6 | 248.3 | 409 | 554 | 826 | 1152 | 1464 | 2664 | 3820 | 4950 | 6060 | 7170 | 9370 | 11540
Baffling | 748.53 | 824.6375 | 1530.4239 | 1531.7154 | 1533.0069 | 2239.0408 | 2241.5648 | 2957.1173 | 3677.9352 | 3677.9352 | 4387.694 | 4387.694 | 5953.7091 | 6756.8286
Operational Emissions
| PE | Volume m3 | Desludging Volume (m3) | Desludging Mass (kg) |  | Lorry Weight Class | No.
| 5 | 6 | 1.8 | 1800 |  | 3.5 - 7.5 | 1 |  | 1.8 | [7 empty] | Tanker
| 10 | 12 | 3.6 | 3600 |  | 7.5 - 16 | 1 |  | 3.6 | [5 empty] | Travel Distance (mi) | Travel Distance (km) | 3.5 - 7.5 | 7.5 - 16 | 16-32
| 20 | 24 | 7.2 | 7200 |  | 7.5 - 16 | 1 |  | 7.2 | [5 empty] | 5 | 8 | 31.755 | 26.37 | 43.648
| 30 | 36 | 10.8 | 10800 |  | 16-32 | 1 |  | 10.8 | [5 empty] | 10 | 16 | 63.51 | 52.74 | 87.296
| 50 | 60 | 18 | 18000 |  | 16-32 | 1 |  | 18 | [5 empty] | 20 | 32 | 127.02 | 105.48 | 174.592
| 75 | 90 | 27 | 27000 |  | 16-32 | 2 |  | 13.5 | [5 empty] | 30 | 48 | 190.53 | 158.22 | 261.888
| 100 | 120 | 36 | 36000 |  | 16-32 | 2 |  | 18 | [5 empty] | 40 | 64 | 254.04 | 210.96 | 349.184
| 200 | 240 | 72 | 72000 |  | 16-32 | 4 |  | 18 | [5 empty] | 50 | 80 | 317.55 | 263.7 | 436.48
| 300 | 360 | 108 | 108000 |  | 16-32 | 6 |  | 18 | [5 empty] | 60 | 96 | 381.06 | 316.44 | 523.776
| 400 | 480 | 144 | 144000 |  | 16-32 | 8 |  | 18 | [5 empty] | 70 | 112 | 444.57 | 369.18 | 611.072
| 500 | 600 | 180 | 180000 |  | 16-32 | 10 |  | 18 | [5 empty] | 80 | 128 | 508.08 | 421.92 | 698.368
| 600 | 720 | 216 | 216000 |  | 16-32 | 12 |  | 18
| 800 | 960 | 288 | 288000 |  | 16-32 | 16 |  | 18
| 1000 | 1200 | 360 | 360000 |  | 16-32 | 20 |  | 18 | [6 empty] | 3.5 - 7.5 | 7.5 - 16 | 16-32
[16 empty] | 0.52925 | 0.21975 | 0.1705
| Overall Tankering Emissions | [13 empty] | Dry Mass | 7.5 | 15 | 32
Yearly Tankering Emissions kg yr-1
Desludging Frequency Trips per year
|  | Distance to Major Works |  |  | 0.14286 | 0.16667 | 0.2 | 0.25 | 0.33333 | 0.5 | 1 | 2
| 5 | 5 | 37.7678 |  | 5.3954 | 6.2946 | 7.5536 | 9.442 | 12.5893 | 18.8839 | 37.7678 | 75.5357 |  |  |  | Single Trip Distance (mile) | tkm per tanker | No. Tankers |  | Unladen | Laden |  |  | Round Trip
|  | 10 | 75.5357 |  | 10.7908 | 12.5893 | 15.1071 | 18.8839 | 25.1786 | 37.7678 | 75.5357 | 151.0714 |  |  | 5 | 5 | 74.8343 | 1 |  | 31.755 | 39.6061 | 39.6061 |  | 37.7678
|  | 20 | 151.0714 |  | 21.5816 | 25.1786 | 30.2143 | 37.7678 | 50.3571 | 75.5357 | 151.0714 | 302.1427 |  |  |  | 10 | 149.6686 | 1 |  | 63.51 | 79.2121 | 79.2121 |  | 75.5357
|  | 30 | 226.607 |  | 32.3724 | 37.7678 | 45.3214 | 56.6518 | 75.5357 | 113.3035 | 226.607 | 453.2141 |  |  |  | 20 | 299.3372 | 1 |  | 127.02 | 158.4242 | 158.4242 |  | 151.0714
|  | 40 | 302.1427 |  | 43.1632 | 50.3571 | 60.4285 | 75.5357 | 100.7142 | 151.0714 | 302.1427 | 604.2854 |  |  |  | 30 | 449.0059 | 1 |  | 190.53 | 237.6364 | 237.6364 |  | 226.607
|  | 50 | 377.6784 |  | 53.9541 | 62.9464 | 75.5357 | 94.4196 | 125.8928 | 188.8392 | 377.6784 | 755.3568 |  |  |  | 40 | 598.6745 | 1 |  | 254.04 | 316.8485 | 316.8485 |  | 302.1427
|  | 60 | 453.2141 |  | 64.7449 | 75.5357 | 90.6428 | 113.3035 | 151.0714 | 226.607 | 453.2141 | 906.4282 |  |  |  | 50 | 748.3431 | 1 |  | 317.55 | 396.0606 | 396.0606 |  | 377.6784
|  | 70 | 528.7498 |  | 75.5357 | 88.125 | 105.75 | 132.1874 | 176.2499 | 264.3749 | 528.7498 | 1057.4995 |  |  |  | 60 | 898.0117 | 1 |  | 381.06 | 475.2727 | 475.2727 |  | 453.2141
|  | 80 | 604.2854 |  | 86.3265 | 100.7142 | 120.8571 | 151.0714 | 201.4285 | 302.1427 | 604.2854 | 1208.5709 |  |  |  | 70 | 1047.6803 | 1 |  | 444.57 | 554.4848 | 554.4848 |  | 528.7498
| 10 | 5 | 13.0223 |  | 1.8603 | 2.1704 | 2.6045 | 3.2556 | 4.3408 | 6.5112 | 13.0223 | 26.0446 |  |  |  | 80 | 1197.349 | 1 |  | 508.08 | 633.6969 | 633.6969 |  | 604.2854
|  | 10 | 26.0446 |  | 3.7207 | 4.3408 | 5.2089 | 6.5112 | 8.6815 | 13.0223 | 26.0446 | 52.0893 |  |  | 10 | 5 | 149.6686 | 1 |  | 26.37 | 32.8897 | 32.8897 |  | 13.0223
|  | 20 | 52.0893 |  | 7.4413 | 8.6815 | 10.4179 | 13.0223 | 17.3631 | 26.0446 | 52.0893 | 104.1785 |  |  |  | 10 | 299.3372 | 1 |  | 52.74 | 65.7794 | 65.7794 |  | 26.0446
|  | 30 | 78.1339 |  | 11.162 | 13.0223 | 15.6268 | 19.5335 | 26.0446 | 39.0669 | 78.1339 | 156.2678 |  |  |  | 20 | 598.6745 | 1 |  | 105.48 | 131.5587 | 131.5587 |  | 52.0893
|  | 40 | 104.1785 |  | 14.8826 | 17.3631 | 20.8357 | 26.0446 | 34.7262 | 52.0893 | 104.1785 | 208.357 |  |  |  | 30 | 898.0117 | 1 |  | 158.22 | 197.3381 | 197.3381 |  | 78.1339
|  | 50 | 130.2231 |  | 18.6033 | 21.7039 | 26.0446 | 32.5558 | 43.4077 | 65.1116 | 130.2231 | 260.4463 |  |  |  | 40 | 1197.349 | 1 |  | 210.96 | 263.1174 | 263.1174 |  | 104.1785
|  | 60 | 156.2678 |  | 22.324 | 26.0446 | 31.2536 | 39.0669 | 52.0893 | 78.1339 | 156.2678 | 312.5355 |  |  |  | 50 | 1496.6862 | 1 |  | 263.7 | 328.8968 | 328.8968 |  | 130.2231
|  | 70 | 182.3124 |  | 26.0446 | 30.3854 | 36.4625 | 45.5781 | 60.7708 | 91.1562 | 182.3124 | 364.6248 |  |  |  | 60 | 1796.0234 | 1 |  | 316.44 | 394.6762 | 394.6762 |  | 156.2678
|  | 80 | 208.357 |  | 29.7653 | 34.7262 | 41.6714 | 52.0893 | 69.4523 | 104.1785 | 208.357 | 416.7141 |  |  |  | 70 | 2095.3607 | 1 |  | 369.18 | 460.4555 | 460.4555 |  | 182.3124
| 20 | 5 | 14.4212 |  | 2.0602 | 2.4035 | 2.8842 | 3.6053 | 4.8071 | 7.2106 | 14.4212 | 28.8424 |  |  |  | 80 | 2394.6979 | 1 |  | 421.92 | 526.2349 | 526.2349 |  | 208.357
|  | 10 | 28.8424 |  | 4.1203 | 4.8071 | 5.7685 | 7.2106 | 9.6141 | 14.4212 | 28.8424 | 57.6847 |  |  | 20 | 5 | 178.6367 | 1 |  | 26.37 | 39.2554 | 39.2554 |  | 14.4212
|  | 20 | 57.6847 |  | 8.2407 | 9.6141 | 11.5369 | 14.4212 | 19.2282 | 28.8424 | 57.6847 | 115.3695 |  |  |  | 10 | 357.2735 | 1 |  | 52.74 | 78.5108 | 78.5108 |  | 28.8424
|  | 30 | 86.5271 |  | 12.361 | 14.4212 | 17.3054 | 21.6318 | 28.8424 | 43.2636 | 86.5271 | 173.0542 |  |  |  | 20 | 714.547 | 1 |  | 105.48 | 157.0217 | 157.0217 |  | 57.6847
|  | 40 | 115.3695 |  | 16.4814 | 19.2282 | 23.0739 | 28.8424 | 38.4565 | 57.6847 | 115.3695 | 230.739 |  |  |  | 30 | 1071.8204 | 1 |  | 158.22 | 235.5325 | 235.5325 |  | 86.5271
|  | 50 | 144.2119 |  | 20.6017 | 24.0353 | 28.8424 | 36.053 | 48.0706 | 72.1059 | 144.2119 | 288.4237 |  |  |  | 40 | 1429.0939 | 1 |  | 210.96 | 314.0434 | 314.0434 |  | 115.3695
|  | 60 | 173.0542 |  | 24.722 | 28.8424 | 34.6108 | 43.2636 | 57.6847 | 86.5271 | 173.0542 | 346.1085 |  |  |  | 50 | 1786.3674 | 1 |  | 263.7 | 392.5542 | 392.5542 |  | 144.2119
|  | 70 | 201.8966 |  | 28.8424 | 33.6494 | 40.3793 | 50.4742 | 67.2989 | 100.9483 | 201.8966 | 403.7932 |  |  |  | 60 | 2143.6409 | 1 |  | 316.44 | 471.0651 | 471.0651 |  | 173.0542
|  | 80 | 230.739 |  | 32.9627 | 38.4565 | 46.1478 | 57.6847 | 76.913 | 115.3695 | 230.739 | 461.478 |  |  |  | 70 | 2500.9144 | 1 |  | 369.18 | 549.5759 | 549.5759 |  | 201.8966
| 30 | 5 | 17.4537 |  | 2.4934 | 2.909 | 3.4907 | 4.3634 | 5.8179 | 8.7269 | 17.4537 | 34.9075 |  |  |  | 80 | 2858.1878 | 1 |  | 421.92 | 628.0868 | 628.0868 |  | 230.739
|  | 10 | 34.9075 |  | 4.9868 | 5.8179 | 6.9815 | 8.7269 | 11.6358 | 17.4537 | 34.9075 | 69.815 |  |  | 30 | 5 | 344.3988 | 1 |  | 43.648 | 58.72 | 58.72 |  | 17.4537
|  | 20 | 69.815 |  | 9.9736 | 11.6358 | 13.963 | 17.4537 | 23.2717 | 34.9075 | 69.815 | 139.6299 |  |  |  | 10 | 688.7975 | 1 |  | 87.296 | 117.44 | 117.44 |  | 34.9075
|  | 30 | 104.7225 |  | 14.9604 | 17.4537 | 20.9445 | 26.1806 | 34.9075 | 52.3612 | 104.7225 | 209.4449 |  |  |  | 20 | 1377.595 | 1 |  | 174.592 | 234.88 | 234.88 |  | 69.815
|  | 40 | 139.6299 |  | 19.9471 | 23.2717 | 27.926 | 34.9075 | 46.5433 | 69.815 | 139.6299 | 279.2599 |  |  |  | 30 | 2066.3926 | 1 |  | 261.888 | 352.3199 | 352.3199 |  | 104.7225
|  | 50 | 174.5374 |  | 24.9339 | 29.0896 | 34.9075 | 43.6344 | 58.1791 | 87.2687 | 174.5374 | 349.0748 |  |  |  | 40 | 2755.1901 | 1 |  | 349.184 | 469.7599 | 469.7599 |  | 139.6299
|  | 60 | 209.4449 |  | 29.9207 | 34.9075 | 41.889 | 52.3612 | 69.815 | 104.7225 | 209.4449 | 418.8898 |  |  |  | 50 | 3443.9876 | 1 |  | 436.48 | 587.1999 | 587.1999 |  | 174.5374
|  | 70 | 244.3524 |  | 34.9075 | 40.7254 | 48.8705 | 61.0881 | 81.4508 | 122.1762 | 244.3524 | 488.7048 |  |  |  | 60 | 4132.7851 | 1 |  | 523.776 | 704.6399 | 704.6399 |  | 209.4449
|  | 80 | 279.2599 |  | 39.8943 | 46.5433 | 55.852 | 69.815 | 93.0866 | 139.6299 | 279.2599 | 558.5197 |  |  |  | 70 | 4821.5826 | 1 |  | 611.072 | 822.0798 | 822.0798 |  | 244.3524
| 50 | 5 | 19.138 |  | 2.734 | 3.1897 | 3.8276 | 4.7845 | 6.3793 | 9.569 | 19.138 | 38.2759 |  |  |  | 80 | 5510.3802 | 1 |  | 698.368 | 939.5198 | 939.5198 |  | 279.2599
|  | 10 | 38.2759 |  | 5.468 | 6.3793 | 7.6552 | 9.569 | 12.7586 | 19.138 | 38.2759 | 76.5519 |  |  | 50 | 5 | 402.335 | 1 |  | 43.648 | 68.5981 | 68.5981 |  | 19.138
|  | 20 | 76.5519 |  | 10.936 | 12.7586 | 15.3104 | 19.138 | 25.5173 | 38.2759 | 76.5519 | 153.1037 |  |  |  | 10 | 804.67 | 1 |  | 87.296 | 137.1962 | 137.1962 |  | 38.2759
|  | 30 | 114.8278 |  | 16.404 | 19.138 | 22.9656 | 28.7069 | 38.2759 | 57.4139 | 114.8278 | 229.6556 |  |  |  | 20 | 1609.34 | 1 |  | 174.592 | 274.3925 | 274.3925 |  | 76.5519
|  | 40 | 153.1037 |  | 21.872 | 25.5173 | 30.6207 | 38.2759 | 51.0346 | 76.5519 | 153.1037 | 306.2074 |  |  |  | 30 | 2414.01 | 1 |  | 261.888 | 411.5887 | 411.5887 |  | 114.8278
|  | 50 | 191.3796 |  | 27.3399 | 31.8966 | 38.2759 | 47.8449 | 63.7932 | 95.6898 | 191.3796 | 382.7593 |  |  |  | 40 | 3218.68 | 1 |  | 349.184 | 548.7849 | 548.7849 |  | 153.1037
|  | 60 | 229.6556 |  | 32.8079 | 38.2759 | 45.9311 | 57.4139 | 76.5519 | 114.8278 | 229.6556 | 459.3111 |  |  |  | 50 | 4023.35 | 1 |  | 436.48 | 685.9812 | 685.9812 |  | 191.3796
|  | 70 | 267.9315 |  | 38.2759 | 44.6552 | 53.5863 | 66.9829 | 89.3105 | 133.9657 | 267.9315 | 535.863 |  |  |  | 60 | 4828.02 | 1 |  | 523.776 | 823.1774 | 823.1774 |  | 229.6556
|  | 80 | 306.2074 |  | 43.7439 | 51.0346 | 61.2415 | 76.5519 | 102.0691 | 153.1037 | 306.2074 | 612.4148 |  |  |  | 70 | 5632.69 | 1 |  | 611.072 | 960.3736 | 960.3736 |  | 267.9315
| 75 | 5 | 18.0853 |  | 2.5836 | 3.0142 | 3.6171 | 4.5213 | 6.0284 | 9.0427 | 18.0853 | 36.1706 |  |  |  | 80 | 6437.36 | 1 |  | 698.368 | 1097.5699 | 1097.5699 |  | 306.2074
|  | 10 | 36.1706 |  | 5.1672 | 6.0284 | 7.2341 | 9.0427 | 12.0569 | 18.0853 | 36.1706 | 72.3413 |  |  | 75 | 5 | 366.1248 | 2 |  | 43.648 | 62.4243 | 124.8486 |  | 18.0853
|  | 20 | 72.3413 |  | 10.3345 | 12.0569 | 14.4683 | 18.0853 | 24.1138 | 36.1706 | 72.3413 | 144.6826 |  |  |  | 10 | 732.2497 | 2 |  | 87.296 | 124.8486 | 249.6971 |  | 36.1706
|  | 30 | 108.5119 |  | 15.5017 | 18.0853 | 21.7024 | 27.128 | 36.1706 | 54.256 | 108.5119 | 217.0239 |  |  |  | 20 | 1464.4994 | 2 |  | 174.592 | 249.6971 | 499.3943 |  | 72.3413
|  | 40 | 144.6826 |  | 20.6689 | 24.1138 | 28.9365 | 36.1706 | 48.2275 | 72.3413 | 144.6826 | 289.3652 |  |  |  | 30 | 2196.7491 | 2 |  | 261.888 | 374.5457 | 749.0914 |  | 108.5119
|  | 50 | 180.8532 |  | 25.8362 | 30.1422 | 36.1706 | 45.2133 | 60.2844 | 90.4266 | 180.8532 | 361.7065 |  |  |  | 40 | 2928.9988 | 2 |  | 349.184 | 499.3943 | 998.7886 |  | 144.6826
|  | 60 | 217.0239 |  | 31.0034 | 36.1706 | 43.4048 | 54.256 | 72.3413 | 108.5119 | 217.0239 | 434.0478 |  |  |  | 50 | 3661.2485 | 2 |  | 436.48 | 624.2429 | 1248.4857 |  | 180.8532
|  | 70 | 253.1945 |  | 36.1706 | 42.1991 | 50.6389 | 63.2986 | 84.3982 | 126.5973 | 253.1945 | 506.3891 |  |  |  | 60 | 4393.4982 | 2 |  | 523.776 | 749.0914 | 1498.1829 |  | 217.0239
|  | 80 | 289.3652 |  | 41.3379 | 48.2275 | 57.873 | 72.3413 | 96.4551 | 144.6826 | 289.3652 | 578.7304 |  |  |  | 70 | 5125.7479 | 2 |  | 611.072 | 873.94 | 1747.88 |  | 253.1945
| 100 | 5 | 19.138 |  | 2.734 | 3.1897 | 3.8276 | 4.7845 | 6.3793 | 9.569 | 19.138 | 38.2759 |  |  |  | 80 | 5857.9976 | 2 |  | 698.368 | 998.7886 | 1997.5772 |  | 289.3652
|  | 10 | 38.2759 |  | 5.468 | 6.3793 | 7.6552 | 9.569 | 12.7586 | 19.138 | 38.2759 | 76.5519 |  |  | 100 | 5 | 402.335 | 2 |  | 43.648 | 68.5981 | 137.1962 |  | 19.138
|  | 20 | 76.5519 |  | 10.936 | 12.7586 | 15.3104 | 19.138 | 25.5173 | 38.2759 | 76.5519 | 153.1037 |  |  |  | 10 | 804.67 | 2 |  | 87.296 | 137.1962 | 274.3925 |  | 38.2759
|  | 30 | 114.8278 |  | 16.404 | 19.138 | 22.9656 | 28.7069 | 38.2759 | 57.4139 | 114.8278 | 229.6556 |  |  |  | 20 | 1609.34 | 2 |  | 174.592 | 274.3925 | 548.7849 |  | 76.5519
|  | 40 | 153.1037 |  | 21.872 | 25.5173 | 30.6207 | 38.2759 | 51.0346 | 76.5519 | 153.1037 | 306.2074 |  |  |  | 30 | 2414.01 | 2 |  | 261.888 | 411.5887 | 823.1774 |  | 114.8278
|  | 50 | 191.3796 |  | 27.3399 | 31.8966 | 38.2759 | 47.8449 | 63.7932 | 95.6898 | 191.3796 | 382.7593 |  |  |  | 40 | 3218.68 | 2 |  | 349.184 | 548.7849 | 1097.5699 |  | 153.1037
|  | 60 | 229.6556 |  | 32.8079 | 38.2759 | 45.9311 | 57.4139 | 76.5519 | 114.8278 | 229.6556 | 459.3111 |  |  |  | 50 | 4023.35 | 2 |  | 436.48 | 685.9812 | 1371.9624 |  | 191.3796
|  | 70 | 267.9315 |  | 38.2759 | 44.6552 | 53.5863 | 66.9829 | 89.3105 | 133.9657 | 267.9315 | 535.863 |  |  |  | 60 | 4828.02 | 2 |  | 523.776 | 823.1774 | 1646.3548 |  | 229.6556
|  | 80 | 306.2074 |  | 43.7439 | 51.0346 | 61.2415 | 76.5519 | 102.0691 | 153.1037 | 306.2074 | 612.4148 |  |  |  | 70 | 5632.69 | 2 |  | 611.072 | 960.3736 | 1920.7473 |  | 267.9315
| 200 | 5 | 41.4639 |  | 5.9234 | 6.9107 | 8.2928 | 10.366 | 13.8213 | 20.732 | 41.4639 | 82.9278 |  |  |  | 80 | 6437.36 | 2 |  | 698.368 | 1097.5699 | 2195.1398 |  | 306.2074
|  | 10 | 82.9278 |  | 11.8468 | 13.8213 | 16.5856 | 20.732 | 27.6426 | 41.4639 | 82.9278 | 165.8557 |  |  | 200 | 5 | 402.335 | 4 |  | 174.592 | 68.5981 | 274.3925 |  | 41.4639
|  | 20 | 165.8557 |  | 23.6937 | 27.6426 | 33.1711 | 41.4639 | 55.2852 | 82.9278 | 165.8557 | 331.7113 |  |  |  | 10 | 804.67 | 4 |  | 349.184 | 137.1962 | 548.7849 |  | 82.9278
|  | 30 | 248.7835 |  | 35.5405 | 41.4639 | 49.7567 | 62.1959 | 82.9278 | 124.3917 | 248.7835 | 497.567 |  |  |  | 20 | 1609.34 | 4 |  | 698.368 | 274.3925 | 1097.5699 |  | 165.8557
|  | 40 | 331.7113 |  | 47.3873 | 55.2852 | 66.3423 | 82.9278 | 110.5704 | 165.8557 | 331.7113 | 663.4226 |  |  |  | 30 | 2414.01 | 4 |  | 1047.552 | 411.5887 | 1646.3548 |  | 248.7835
|  | 50 | 414.6392 |  | 59.2342 | 69.1065 | 82.9278 | 103.6598 | 138.2131 | 207.3196 | 414.6392 | 829.2783 |  |  |  | 40 | 3218.68 | 4 |  | 1396.736 | 548.7849 | 2195.1398 |  | 331.7113
|  | 60 | 497.567 |  | 71.081 | 82.9278 | 99.5134 | 124.3917 | 165.8557 | 248.7835 | 497.567 | 995.134 |  |  |  | 50 | 4023.35 | 4 |  | 1745.92 | 685.9812 | 2743.9247 |  | 414.6392
|  | 70 | 580.4948 |  | 82.9278 | 96.7491 | 116.099 | 145.1237 | 193.4983 | 290.2474 | 580.4948 | 1160.9896 |  |  |  | 60 | 4828.02 | 4 |  | 2095.104 | 823.1774 | 3292.7096 |  | 497.567
|  | 80 | 663.4226 |  | 94.7747 | 110.5704 | 132.6845 | 165.8557 | 221.1409 | 331.7113 | 663.4226 | 1326.8453 |  |  |  | 70 | 5632.69 | 4 |  | 2444.288 | 960.3736 | 3841.4946 |  | 580.4948
| 300 | 5 | 56.3479 |  | 8.0497 | 9.3913 | 11.2696 | 14.087 | 18.7826 | 28.1739 | 56.3479 | 112.6958 |  |  |  | 80 | 6437.36 | 4 |  | 2793.472 | 1097.5699 | 4390.2795 |  | 663.4226
|  | 10 | 112.6958 |  | 16.0994 | 18.7826 | 22.5392 | 28.1739 | 37.5653 | 56.3479 | 112.6958 | 225.3915 |  |  | 300 | 5 | 402.335 | 6 |  | 261.888 | 68.5981 | 411.5887 |  | 56.3479
|  | 20 | 225.3915 |  | 32.1988 | 37.5653 | 45.0783 | 56.3479 | 75.1305 | 112.6958 | 225.3915 | 450.7831 |  |  |  | 10 | 804.67 | 6 |  | 523.776 | 137.1962 | 823.1774 |  | 112.6958
|  | 30 | 338.0873 |  | 48.2982 | 56.3479 | 67.6175 | 84.5218 | 112.6958 | 169.0436 | 338.0873 | 676.1746 |  |  |  | 20 | 1609.34 | 6 |  | 1047.552 | 274.3925 | 1646.3548 |  | 225.3915
|  | 40 | 450.7831 |  | 64.3976 | 75.1305 | 90.1566 | 112.6958 | 150.261 | 225.3915 | 450.7831 | 901.5661 |  |  |  | 30 | 2414.01 | 6 |  | 1571.328 | 411.5887 | 2469.5322 |  | 338.0873
|  | 50 | 563.4788 |  | 80.497 | 93.9131 | 112.6958 | 140.8697 | 187.8263 | 281.7394 | 563.4788 | 1126.9577 |  |  |  | 40 | 3218.68 | 6 |  | 2095.104 | 548.7849 | 3292.7096 |  | 450.7831
|  | 60 | 676.1746 |  | 96.5964 | 112.6958 | 135.2349 | 169.0436 | 225.3915 | 338.0873 | 676.1746 | 1352.3492 |  |  |  | 50 | 4023.35 | 6 |  | 2618.88 | 685.9812 | 4115.8871 |  | 563.4788
|  | 70 | 788.8704 |  | 112.6958 | 131.4784 | 157.7741 | 197.2176 | 262.9568 | 394.4352 | 788.8704 | 1577.7407 |  |  |  | 60 | 4828.02 | 6 |  | 3142.656 | 823.1774 | 4939.0645 |  | 676.1746
|  | 80 | 901.5661 |  | 128.7952 | 150.261 | 180.3132 | 225.3915 | 300.522 | 450.7831 | 901.5661 | 1803.1323 |  |  |  | 70 | 5632.69 | 6 |  | 3666.432 | 960.3736 | 5762.2419 |  | 788.8704
| 400 | 5 | 71.2319 |  | 10.176 | 11.872 | 14.2464 | 17.808 | 23.744 | 35.6159 | 71.2319 | 142.4637 |  |  |  | 80 | 6437.36 | 6 |  | 4190.208 | 1097.5699 | 6585.4193 |  | 901.5661
|  | 10 | 142.4637 |  | 20.352 | 23.744 | 28.4927 | 35.6159 | 47.4879 | 71.2319 | 142.4637 | 284.9274 |  |  | 400 | 5 | 402.335 | 8 |  | 349.184 | 68.5981 | 548.7849 |  | 71.2319
|  | 20 | 284.9274 |  | 40.7039 | 47.4879 | 56.9855 | 71.2319 | 94.9758 | 142.4637 | 284.9274 | 569.8548 |  |  |  | 10 | 804.67 | 8 |  | 698.368 | 137.1962 | 1097.5699 |  | 142.4637
|  | 30 | 427.3911 |  | 61.0559 | 71.2319 | 85.4782 | 106.8478 | 142.4637 | 213.6956 | 427.3911 | 854.7822 |  |  |  | 20 | 1609.34 | 8 |  | 1396.736 | 274.3925 | 2195.1398 |  | 284.9274
|  | 40 | 569.8548 |  | 81.4078 | 94.9758 | 113.971 | 142.4637 | 189.9516 | 284.9274 | 569.8548 | 1139.7096 |  |  |  | 30 | 2414.01 | 8 |  | 2095.104 | 411.5887 | 3292.7096 |  | 427.3911
|  | 50 | 712.3185 |  | 101.7598 | 118.7198 | 142.4637 | 178.0796 | 237.4395 | 356.1593 | 712.3185 | 1424.637 |  |  |  | 40 | 3218.68 | 8 |  | 2793.472 | 548.7849 | 4390.2795 |  | 569.8548
|  | 60 | 854.7822 |  | 122.1117 | 142.4637 | 170.9564 | 213.6956 | 284.9274 | 427.3911 | 854.7822 | 1709.5644 |  |  |  | 50 | 4023.35 | 8 |  | 3491.84 | 685.9812 | 5487.8494 |  | 712.3185
|  | 70 | 997.2459 |  | 142.4637 | 166.2077 | 199.4492 | 249.3115 | 332.4153 | 498.623 | 997.2459 | 1994.4918 |  |  |  | 60 | 4828.02 | 8 |  | 4190.208 | 823.1774 | 6585.4193 |  | 854.7822
|  | 80 | 1139.7096 |  | 162.8157 | 189.9516 | 227.9419 | 284.9274 | 379.9032 | 569.8548 | 1139.7096 | 2279.4192 |  |  |  | 70 | 5632.69 | 8 |  | 4888.576 | 960.3736 | 7682.9892 |  | 997.2459
| 500 | 5 | 86.1158 |  | 12.3023 | 14.3526 | 17.2232 | 21.529 | 28.7053 | 43.0579 | 86.1158 | 172.2316 |  |  |  | 80 | 6437.36 | 8 |  | 5586.944 | 1097.5699 | 8780.559 |  | 1139.7096
|  | 10 | 172.2316 |  | 24.6045 | 28.7053 | 34.4463 | 43.0579 | 57.4105 | 86.1158 | 172.2316 | 344.4633 |  |  | 500 | 5 | 402.335 | 10 |  | 436.48 | 68.5981 | 685.9812 |  | 86.1158
|  | 20 | 344.4633 |  | 49.209 | 57.4105 | 68.8927 | 86.1158 | 114.8211 | 172.2316 | 344.4633 | 688.9266 |  |  |  | 10 | 804.67 | 10 |  | 872.96 | 137.1962 | 1371.9624 |  | 172.2316
|  | 30 | 516.6949 |  | 73.8136 | 86.1158 | 103.339 | 129.1737 | 172.2316 | 258.3475 | 516.6949 | 1033.3898 |  |  |  | 20 | 1609.34 | 10 |  | 1745.92 | 274.3925 | 2743.9247 |  | 344.4633
|  | 40 | 688.9266 |  | 98.4181 | 114.8211 | 137.7853 | 172.2316 | 229.6422 | 344.4633 | 688.9266 | 1377.8531 |  |  |  | 30 | 2414.01 | 10 |  | 2618.88 | 411.5887 | 4115.8871 |  | 516.6949
|  | 50 | 861.1582 |  | 123.0226 | 143.5264 | 172.2316 | 215.2895 | 287.0527 | 430.5791 | 861.1582 | 1722.3164 |  |  |  | 40 | 3218.68 | 10 |  | 3491.84 | 548.7849 | 5487.8494 |  | 688.9266
|  | 60 | 1033.3898 |  | 147.6271 | 172.2316 | 206.678 | 258.3475 | 344.4633 | 516.6949 | 1033.3898 | 2066.7797 |  |  |  | 50 | 4023.35 | 10 |  | 4364.8 | 685.9812 | 6859.8117 |  | 861.1582
|  | 70 | 1205.6215 |  | 172.2316 | 200.9369 | 241.1243 | 301.4054 | 401.8738 | 602.8107 | 1205.6215 | 2411.2429 |  |  |  | 60 | 4828.02 | 10 |  | 5237.76 | 823.1774 | 8231.7741 |  | 1033.3898
|  | 80 | 1377.8531 |  | 196.8362 | 229.6422 | 275.5706 | 344.4633 | 459.2844 | 688.9266 | 1377.8531 | 2755.7062 |  |  |  | 70 | 5632.69 | 10 |  | 6110.72 | 960.3736 | 9603.7365 |  | 1205.6215
| 600 | 5 | 100.9998 |  | 14.4285 | 16.8333 | 20.2 | 25.2499 | 33.6666 | 50.4999 | 100.9998 | 201.9996 |  |  |  | 80 | 6437.36 | 10 |  | 6983.68 | 1097.5699 | 10975.6988 |  | 1377.8531
|  | 10 | 201.9996 |  | 28.8571 | 33.6666 | 40.3999 | 50.4999 | 67.3332 | 100.9998 | 201.9996 | 403.9991 |  |  | 600 | 5 | 402.335 | 12 |  | 523.776 | 68.5981 | 823.1774 |  | 100.9998
|  | 20 | 403.9991 |  | 57.7142 | 67.3332 | 80.7998 | 100.9998 | 134.6664 | 201.9996 | 403.9991 | 807.9983 |  |  |  | 10 | 804.67 | 12 |  | 1047.552 | 137.1962 | 1646.3548 |  | 201.9996
|  | 30 | 605.9987 |  | 86.5712 | 100.9998 | 121.1997 | 151.4997 | 201.9996 | 302.9994 | 605.9987 | 1211.9974 |  |  |  | 20 | 1609.34 | 12 |  | 2095.104 | 274.3925 | 3292.7096 |  | 403.9991
|  | 40 | 807.9983 |  | 115.4283 | 134.6664 | 161.5997 | 201.9996 | 269.3328 | 403.9991 | 807.9983 | 1615.9966 |  |  |  | 30 | 2414.01 | 12 |  | 3142.656 | 411.5887 | 4939.0645 |  | 605.9987
|  | 50 | 1009.9979 |  | 144.2854 | 168.333 | 201.9996 | 252.4995 | 336.666 | 504.9989 | 1009.9979 | 2019.9957 |  |  |  | 40 | 3218.68 | 12 |  | 4190.208 | 548.7849 | 6585.4193 |  | 807.9983
|  | 60 | 1211.9974 |  | 173.1425 | 201.9996 | 242.3995 | 302.9994 | 403.9991 | 605.9987 | 1211.9974 | 2423.9949 |  |  |  | 50 | 4023.35 | 12 |  | 5237.76 | 685.9812 | 8231.7741 |  | 1009.9979
|  | 70 | 1413.997 |  | 201.9996 | 235.6662 | 282.7994 | 353.4993 | 471.3323 | 706.9985 | 1413.997 | 2827.994 |  |  |  | 60 | 4828.02 | 12 |  | 6285.312 | 823.1774 | 9878.1289 |  | 1211.9974
|  | 80 | 1615.9966 |  | 230.8567 | 269.3328 | 323.1993 | 403.9991 | 538.6655 | 807.9983 | 1615.9966 | 3231.9932 |  |  |  | 70 | 5632.69 | 12 |  | 7332.864 | 960.3736 | 11524.4837 |  | 1413.997
| 800 | 5 | 130.7677 |  | 18.6811 | 21.7946 | 26.1535 | 32.6919 | 43.5892 | 65.3839 | 130.7677 | 261.5354 |  |  |  | 80 | 6437.36 | 12 |  | 8380.416 | 1097.5699 | 13170.8386 |  | 1615.9966
|  | 10 | 261.5354 |  | 37.3622 | 43.5892 | 52.3071 | 65.3839 | 87.1785 | 130.7677 | 261.5354 | 523.0709 |  |  | 800 | 5 | 402.335 | 16 |  | 698.368 | 68.5981 | 1097.5699 |  | 130.7677
|  | 20 | 523.0709 |  | 74.7244 | 87.1785 | 104.6142 | 130.7677 | 174.357 | 261.5354 | 523.0709 | 1046.1418 |  |  |  | 10 | 804.67 | 16 |  | 1396.736 | 137.1962 | 2195.1398 |  | 261.5354
|  | 30 | 784.6063 |  | 112.0866 | 130.7677 | 156.9213 | 196.1516 | 261.5354 | 392.3032 | 784.6063 | 1569.2127 |  |  |  | 20 | 1609.34 | 16 |  | 2793.472 | 274.3925 | 4390.2795 |  | 523.0709
|  | 40 | 1046.1418 |  | 149.4488 | 174.357 | 209.2284 | 261.5354 | 348.7139 | 523.0709 | 1046.1418 | 2092.2836 |  |  |  | 30 | 2414.01 | 16 |  | 4190.208 | 411.5887 | 6585.4193 |  | 784.6063
|  | 50 | 1307.6772 |  | 186.811 | 217.9462 | 261.5354 | 326.9193 | 435.8924 | 653.8386 | 1307.6772 | 2615.3545 |  |  |  | 40 | 3218.68 | 16 |  | 5586.944 | 548.7849 | 8780.559 |  | 1046.1418
|  | 60 | 1569.2127 |  | 224.1732 | 261.5354 | 313.8425 | 392.3032 | 523.0709 | 784.6063 | 1569.2127 | 3138.4254 |  |  |  | 50 | 4023.35 | 16 |  | 6983.68 | 685.9812 | 10975.6988 |  | 1307.6772
|  | 70 | 1830.7481 |  | 261.5354 | 305.1247 | 366.1496 | 457.687 | 610.2494 | 915.3741 | 1830.7481 | 3661.4962 |  |  |  | 60 | 4828.02 | 16 |  | 8380.416 | 823.1774 | 13170.8386 |  | 1569.2127
|  | 80 | 2092.2836 |  | 298.8977 | 348.7139 | 418.4567 | 523.0709 | 697.4279 | 1046.1418 | 2092.2836 | 4184.5671 |  |  |  | 70 | 5632.69 | 16 |  | 9777.152 | 960.3736 | 15365.9783 |  | 1830.7481
| 1000 | 5 | 160.5357 |  | 22.9337 | 26.7559 | 32.1071 | 40.1339 | 53.5119 | 80.2678 | 160.5357 | 321.0713 |  |  |  | 80 | 6437.36 | 16 |  | 11173.888 | 1097.5699 | 17561.1181 |  | 2092.2836
|  | 10 | 321.0713 |  | 45.8673 | 53.5119 | 64.2143 | 80.2678 | 107.0238 | 160.5357 | 321.0713 | 642.1426 |  |  | 1000 | 5 | 402.335 | 20 |  | 872.96 | 68.5981 | 1371.9624 |  | 160.5357
|  | 20 | 642.1426 |  | 91.7347 | 107.0238 | 128.4285 | 160.5357 | 214.0475 | 321.0713 | 642.1426 | 1284.2853 |  |  |  | 10 | 804.67 | 20 |  | 1745.92 | 137.1962 | 2743.9247 |  | 321.0713
|  | 30 | 963.214 |  | 137.602 | 160.5357 | 192.6428 | 240.8035 | 321.0713 | 481.607 | 963.214 | 1926.4279 |  |  |  | 20 | 1609.34 | 20 |  | 3491.84 | 274.3925 | 5487.8494 |  | 642.1426
|  | 40 | 1284.2853 |  | 183.4693 | 214.0475 | 256.8571 | 321.0713 | 428.0951 | 642.1426 | 1284.2853 | 2568.5705 |  |  |  | 30 | 2414.01 | 20 |  | 5237.76 | 411.5887 | 8231.7741 |  | 963.214
|  | 50 | 1605.3566 |  | 229.3367 | 267.5594 | 321.0713 | 401.3391 | 535.1189 | 802.6783 | 1605.3566 | 3210.7132 |  |  |  | 40 | 3218.68 | 20 |  | 6983.68 | 548.7849 | 10975.6988 |  | 1284.2853
|  | 60 | 1926.4279 |  | 275.204 | 321.0713 | 385.2856 | 481.607 | 642.1426 | 963.214 | 1926.4279 | 3852.8558 |  |  |  | 50 | 4023.35 | 20 |  | 8729.6 | 685.9812 | 13719.6235 |  | 1605.3566
|  | 70 | 2247.4992 |  | 321.0713 | 374.5832 | 449.4998 | 561.8748 | 749.1664 | 1123.7496 | 2247.4992 | 4494.9985 |  |  |  | 60 | 4828.02 | 20 |  | 10475.52 | 823.1774 | 16463.5482 |  | 1926.4279
|  | 80 | 2568.5705 |  | 366.9386 | 428.0951 | 513.7141 | 642.1426 | 856.1902 | 1284.2853 | 2568.5705 | 5137.1411 |  |  |  | 70 | 5632.69 | 20 |  | 12221.44 | 960.3736 | 19207.4729 |  | 2247.4992
[16 empty] | 80 | 6437.36 | 20 |  | 13967.36 | 1097.5699 | 21951.3976 |  | 2568.5705
Process Emissions
| Methane | 16.02 | Foley 10 / Doka 03
| Nitrous Oxide | 0.73 | Foley 10 / Doka 03
| Methane | 16.02 | gCh4 per Nm3 Biogas
| N2O | 0.73 | g N2O per Nm3 Biogas
| Biogas Production | [12 empty] | 21.5816 |  | 10 | 104.1785 | 14.8826
| This is based on Cruddas | [12 empty] | 7.4413 |  | 100 | 153.1037 | 21.872
[14 empty] | 8.2407 |  | 1000 | 1284.2853 | 183.4693
| Range | Daily Methane Production | [11 empty] | 9.9736
Best | 0.1 | m3 CH4 / m3 ww | [11 empty] | 10.936 |  | 10 | 0.057907 | 14.9406 |  | 441.1335
Worst | 0.005 | m3 CH4 / m3 ww |  |  | Use low range |  | 0.0085255 | kg Co2 m-3 Biomethane | [5 empty] | 10.3345 |  | 100 | 0.57907 | 22.451
[14 empty] | 10.936 |  | 1000 | 5.7907 | 189.26
Methane Content | 80 | % | [11 empty] | 23.6937
32.1988
| PE | Design Flow |  | m3 CH4 d-1 | m3 Biogas d-1 | [8 empty] | 40.7039
| 5 | 1.875 |  | 0.009375 | 0.011719 |  | 0.028953 | [6 empty] | 49.209
| 10 | 3.75 |  | 0.01875 | 0.023437 |  | 0.057907 | [6 empty] | 57.7142
| 20 | 7.5 |  | 0.0375 | 0.046875 |  | 0.11581 | [6 empty] | 74.7244
| 30 | 11.25 |  | 0.05625 | 0.070312 |  | 0.17372 | [6 empty] | 91.7347
| 50 | 18.75 |  | 0.09375 | 0.11719 |  | 0.28953
| 75 | 28.125 |  | 0.14062 | 0.17578 |  | 0.4343
| 100 | 37.5 |  | 0.1875 | 0.23438 |  | 0.57907
| 150 | 56.25 |  | 0.28125 | 0.35156 |  | 0.8686
| 200 | 75 |  | 0.375 | 0.46875 |  | 1.1581
| 300 | 112.5 |  | 0.5625 | 0.70312 |  | 1.7372
| 400 | 150 |  | 0.75 | 0.9375 |  | 2.3163
| 500 | 187.5 |  | 0.9375 | 1.1719 |  | 2.8953
| 600 | 225 |  | 1.125 | 1.4062 |  | 3.4744
| 800 | 300 |  | 1.5 | 1.875 |  | 4.6325
| 1000 | 375 |  | 1.875 | 2.3438 |  | 5.7907
Offsetting
Gas heating
[6 empty] | m3 CH4 d-1 | m3 Ch4 yr-1 PE-1
| Small Scale central heating from natural gas |  |  |  | 5 | 0.009375 | 0.68484 |  | 2.1439
[5 empty] | 10 | 0.01875 | 0.68484
| 0.0792 | kg Co2 per MJ |  |  | 20 | 0.0375 | 0.68484
| Using |  |  |  | 30 | 0.05625 | 0.68484
| 0.0253 | m3 methane |  |  | 50 | 0.09375 | 0.68484
[5 empty] | 75 | 0.14062 | 0.68484
| 3.1304 | kg C02 m-3 methane |  |  | 100 | 0.1875 | 0.68484
[5 empty] | 150 | 0.28125 | 0.68484
[5 empty] | 200 | 0.375 | 0.68484
[5 empty] | 300 | 0.5625 | 0.68484
[5 empty] | 400 | 0.75 | 0.68484
[5 empty] | 500 | 0.9375 | 0.68484
[5 empty] | 600 | 1.125 | 0.68484
[5 empty] | 800 | 1.5 | 0.68484
[5 empty] | 1000 | 1.875 | 0.68484

## ABR-T (hidden)
|  |  | Mass Curve | Additional
|  |  | 48.797x^0.9108 | 30% for baffles
[13 empty] | Dry |  |  |  |  | Wet |  |  | Difference
PE | Size (m3) | Tanks | Tank Size | Tank Mass | Tank and Baffle | Overall GRP Mass | Excavation | Concrete (m3) | Concrete Mass |  |  | PE | Excavation | Concrete | Rebar - Mild Steel | Geotextile | Imperable liner | Excavation | Concrete (m3) | Overall GRP Mass
5 | 6 | 1 | 6 | 249.536 | 324.3969 | 324.3969 | 12.3375 | 6.3375 | 15843.75 |  |  | 5 | 8.818 | 2.3488 | 219.4767 | 20.792 | 33.7173 | 12.3375 | 6.3375 | 324.3969 | 3.5195 | 3.9887
10 | 12 | 1 | 12 | 469.1497 | 609.8946 | 609.8946 | 20.57 | 8.57 | 21425 |  |  | 10 | 15.7686 | 2.4568 | 238.4092 | 32.1557 | 53.9374 | 20.57 | 8.57 | 609.8946 | 4.8014 | 6.1132
20 | 24 | 1 | 24 | 882.0425 | 1146.6553 | 1146.6553 | 35.6707 | 11.6707 | 29176.875 |  |  | 20 | 30.4132 | 4.0902 | 433.3438 | 50.9274 | 90.4174 | 35.6707 | 11.6707 | 1146.6553 | 5.2576 | 7.5805
30 | 36 | 1 | 36 | 1276.0669 | 1658.887 | 1658.887 | 50.26 | 14.26 | 35650 |  |  | 30 | 44.2638 | 4.0902 | 433.3438 | 67.6667 | 124.2464 | 50.26 | 14.26 | 1658.887 | 5.9962 | 10.1698
50 | 60 | 1 | 60 | 2032.0448 | 2641.6583 | 2641.6583 | 77.9467 | 17.9467 | 44866.875 |  |  | 50 | 71.8764 | 4.0902 | 433.3438 | 98.3686 | 188.2827 | 77.9467 | 17.9467 | 2641.6583 | 6.0704 | 13.8565
75 | 90 | 2 | 45 | 1563.6483 | 2032.7428 | 4065.4856 | 121.2375 | 31.2375 | 78093.75 |  |  | 75 | 107.0351 | 5.7236 | 628.2783 | 134.0577 | 264.8216 | 121.2375 | 31.2375 | 4065.4856 | 14.2024 | 25.5139
100 | 120 | 2 | 60 | 2032.0448 | 2641.6583 | 5283.3165 | 155.8935 | 35.8935 | 89733.75 |  |  | 100 | 141.4116 | 5.7236 | 628.2783 | 168.0832 | 339.1907 | 155.8935 | 35.8935 | 5283.3165 | 14.4819 | 30.1699
200 | 240 | 3 | 80 | 2640.7512 | 3432.9765 | 10298.9296 | 301.86 | 61.86 | 154650 |  |  | 200 | 279.3874 | 7.357 | 823.2129 | 296.0704 | 626.0822 | 301.86 | 61.86 | 10298.9296 | 22.4726 | 54.503
300 | 360 | 6 | 60 | 2032.0448 | 2641.6583 | 15849.9496 | 467.6805 | 107.6805 | 269201.25 |  |  | 300 | 417.1577 | 8.9904 | 1018.1475 | 417.6304 | 904.5904 | 467.6805 | 107.6805 | 15849.9496 | 50.5228 | 98.6901
400 | 480 | 6 | 80 | 2640.7512 | 3432.9765 | 20597.8592 | 603.72 | 123.72 | 309300 |  |  | 400 | 554.0926 | 8.9904 | 1018.1475 | 535.8633 | 1178.759 | 603.72 | 123.72 | 20597.8592 | 49.6274 | 114.7296
500 | 600 | 8 | 75 | 2489.9976 | 3236.9968 | 25895.9746 | 760.786 | 160.786 | 401965 |  |  | 500 | 691.6885 | 10.6238 | 1213.082 | 651.9701 | 1450.1544 | 760.786 | 160.786 | 25895.9746 | 69.0975 | 150.1622
600 | 720 | 9 | 80 | 2640.7512 | 3432.9765 | 30896.7888 | 905.58 | 185.58 | 463950 |  |  | 600 | 828.5071 | 10.6238 | 1213.082 | 766.5667 | 1719.5799 | 905.58 | 185.58 | 30896.7888 | 77.0729 | 174.9562
800 | 960 | 12 | 80 | 2640.7512 | 3432.9765 | 41195.7184 | 1207.44 | 247.44 | 618600 |  |  | 800 | 1102.7713 | 12.2572 | 1408.0166 | 992.565 | 2254.2637 | 1207.44 | 247.44 | 41195.7184 | 104.6687 | 235.1828
1000 | 1200 | 15 | 80 | 2640.7512 | 3432.9765 | 51494.6481 | 1509.3 | 309.3 | 773250 |  |  | 1000 | 1376.9394 | 13.8906 | 1602.9512 | 1215.5565 | 2785.0256 | 1509.3 | 309.3 | 51494.6481 | 132.3606 | 295.4094
Method For WET ABR |  | Just model three points and use this to scale the other points as it is a linear system
[10 empty] | PE | kg CO2 eq
[10 empty] | 10 | 9402
[10 empty] | 100 | 65766
[10 empty] | 1000 | 624000

## AHF
Construction Stage
| PE | 5 | 10 | 20 | 30 | 50 | 75 | 100 | 150 | 200 | 300 | 400 | 500 | 600 | 800 | 1000
| Excavation | 16.24 | 29.23 | 52.17 | 76.16 | 120.75 | 197.8 | 257.92 | 360 | 487.5 | 720 | 975 | 1207.5 | 1440 | 1700 | 1925
| Geotextile | 36.599 | 45.4337 | 76.2031 | 104.5597 | 157.9771 | 272.976 | 342.5363 | 455.376 | 627.168 | 910.752 | 1254.336 | 1537.92 | 1821.504 | 2165.088 | 2448.672
| Imperable liner | 36.599 | 45.4337 | 76.2031 | 104.5597 | 157.9771 | 272.976 | 342.5363 | 455.376 | 627.168 | 910.752 | 1254.336 | 1537.92 | 1821.504 | 2165.088 | 2448.672
| 100mm Crush Aggreagate | 3.36 | 4.74 | 6.66 | 8.16 | 10.5 | 25.8 | 29.76 | 30 | 45 | 60 | 90 | 105 | 120 | 150 | 165
| 4_10MM AGGREGATE WASHED GRAVEL | 6.384 | 12.798 | 24.642 | 37.536 | 61.95 | 92.88 | 124.992 | 186 | 247.5 | 372 | 495 | 619.5 | 744 | 870 | 990
Gabions
| Length Panels | 20 | 29 | 44 | 52 | 68 | 168 | 194 | 200 | 300 | 400 | 600 | 700 | 800 | 1000 | 1100
| Face Panels | 8 | 9 | 14 | 16 | 20 | 48 | 52 | 54 | 81 | 108 | 162 | 189 | 216 | 270 | 297
| 1.2m Helical | 16 | 18 | 28 | 32 | 40 | 96 | 104 | 108 | 162 | 216 | 324 | 378 | 432 | 540 | 594
| 1m Helical | 20 | 29 | 44 | 52 | 68 | 168 | 194 | 200 | 300 | 400 | 600 | 700 | 800 | 1000 | 1100
Aeration
| Piping | 49.2 | 68.8 | 96.2 | 118.2 | 152 | 395.5 | 456 | 459 | 701 | 943 | 1441.25 | 1683.65 | 1925.95 | 2408.475 | 2650.875
| Pump Mass | 4 | 6 | 10.2 | 10.2 | 10.2 | 10.2 | 10.2 | 17 | 17 | 17 | 17 | 17 | 24 | 30 | 30
| Ratio to System | 0.028571 | 0.042857 | 0.072857 | 0.072857 | 0.072857 | 0.072857 | 0.072857 | 0.12143 | 0.12143 | 0.12143 | 0.12143 | 0.12143 | 0.17143 | 0.21429 | 0.21429
Piping and Drainage
| Excavation | 0.6 | 0.6 | 0.6 | 0.6 | 0.6 | 1.2 | 1.2 | 1.2 | 1.8 | 2.4 | 3.6 | 4.2 | 4.8 | 6 | 6.6
| Pipe Length | 11.8 | 16.4 | 22.8 | 27.8 | 35.6 | 65.1 | 75 | 75.6 | 100.6 | 125.6 | 189.85 | 215.25 | 240.55 | 289.075 | 314.475
| End Caps | 4 | 4 | 4 | 4 | 4 | 4 | 4 | 4 | 4 | 4 | 4 | 4 | 4 | 4 | 4
| Tee Joint | 2 | 2 | 2 | 2 | 2 | 4 | 4 | 4 | 6 | 8 | 14 | 16 | 18 | 20 | 22
| Elbow | 2 | 2 | 2 | 2 | 2 | 4 | 4 | 4 | 4 | 4 | 8 | 8 | 8 | 10 | 10
| Tank Connector | 2 | 2 | 2 | 2 | 2 | 3 | 3 | 3 | 4 | 5 | 7 | 8 | 9 | 11 | 12
| Geotextile | 5.4 | 5.4 | 5.4 | 5.4 | 5.4 | 10.8 | 10.8 | 10.8 | 16.2 | 21.6 | 32.4 | 37.8 | 43.2 | 54 | 59.4
| Imperable liner | 5.4 | 5.4 | 5.4 | 5.4 | 5.4 | 10.8 | 10.8 | 10.8 | 16.2 | 21.6 | 32.4 | 37.8 | 43.2 | 54 | 59.4
Conversions to mass of materials
| Excavation (m3) | 16.84 | 29.83 | 52.77 | 76.76 | 121.35 | 199 | 259.12 | 361.2 | 489.3 | 722.4 | 978.6 | 1211.7 | 1444.8 | 1706 | 1931.6
| Pea Shingle (kg) | 9735.6 | 19516.95 | 37579.05 | 57242.4 | 94473.75 | 141642 | 190612.8 | 283650 | 377437.5 | 567300 | 754875 | 944737.5 | 1134600 | 1326750 | 1509750
| Crushed Aggregate (kg) | 5124 | 7228.5 | 10156.5 | 12444 | 16012.5 | 39345 | 45384 | 45750 | 68625 | 91500 | 137250 | 160125 | 183000 | 228750 | 251625
| Geotextile (kg) | 38.6391 | 46.767 | 75.0748 | 101.1629 | 150.307 | 261.0739 | 325.0694 | 428.8819 | 591.8986 | 857.7638 | 1183.7971 | 1449.6624 | 1715.5277 | 2041.561 | 2307.4262
| Imperable Liner | 43.9188 | 54.5205 | 91.4437 | 125.4716 | 189.5726 | 327.5712 | 411.0436 | 546.4512 | 752.6016 | 1092.9024 | 1505.2032 | 1845.504 | 2185.8048 | 2598.1056 | 2938.4064
| Mild Steel | 27.688 | 37.948 | 57.868 | 67.928 | 88.048 | 216.336 | 246.916 | 254.884 | 382.326 | 509.768 | 764.652 | 892.094 | 1019.536 | 1274.42 | 1401.862
| Pump Mass | 0.028571 | 0.042857 | 0.072857 | 0.072857 | 0.072857 | 0.072857 | 0.072857 | 0.12143 | 0.12143 | 0.12143 | 0.12143 | 0.12143 | 0.17143 | 0.21429 | 0.21429
| PVC | 72.016 | 98.236 | 134.716 | 163.216 | 207.676 | 379.336 | 435.766 | 439.186 | 583.996 | 728.806 | 1103.881 | 1250.971 | 1397.491 | 1678.0735 | 1825.1635
| LDPE | 2.8536 | 3.9904 | 5.5796 | 6.8556 | 8.816 | 22.939 | 26.448 | 26.622 | 40.658 | 54.694 | 83.5925 | 97.6517 | 111.7051 | 139.6916 | 153.7508
|  | 38.198 | 51.308 | 69.548 | 83.798 | 106.028 | 253.373 | 290.993 | 293.273 | 437.168 | 581.063 | 952.193 | 1098.368 | 1243.973 | 1523.0405 | 1669.2155
|  | 1.8853 | 1.9146 | 1.937 | 1.9477 | 1.9587 | 1.4971 | 1.4975 | 1.4975 | 1.3359 | 1.2543 | 1.1593 | 1.1389 | 1.1234 | 1.1018 | 1.0934
Carbon Impact
ReCipe Midpoint H
| PE | 5 | 10 | 20 | 30 | 50 | 75 | 100 | 150 | 200 | 300 | 400 | 500 | 600 | 800 | 1000
Gloabal Warming (kg Co2 eq)
| Excavation | 8.95 | 15.8 | 28 | 40.8 | 64.4 | 106 | 138 | 192 | 260 | 383 | 520 | 643 | 767 | 906 | 1030
| Pea Shingle | 47.5 | 95.3 | 183 | 279 | 461 | 691 | 930 | 1380 | 1840 | 2770 | 3680 | 4610 | 5540 | 6470 | 7370
| Crushed Aggregate | 51.3 | 72.4 | 102 | 125 | 160 | 394 | 454 | 458 | 687 | 916 | 1370 | 1600 | 1830 | 2290 | 2520
| Geotextile | 112 | 135 | 216 | 291 | 433 | 753 | 938 | 1240 | 1710 | 2480 | 3420 | 4180 | 5150 | 6130 | 6920
| Imperable Liner | 127 | 158 | 264 | 361 | 549 | 948 | 1190 | 1580 | 2180 | 3160 | 4350 | 5330 | 6320 | 7510 | 8490
| Mild Steel | 52.3 | 71.6 | 109 | 128 | 166 | 407 | 466 | 479 | 721 | 962 | 1440 | 1680 | 2070 | 2560 | 2830
| Compressor | 21 | 31.5 | 53.6 | 53.6 | 53.6 | 53.6 | 53.6 | 89.3 | 89.3 | 89.3 | 89.3 | 89.3 | 125 | 158 | 158
| PVC | 203 | 273 | 369 | 445 | 563 | 1340 | 1550 | 1560 | 2320 | 3090 | 5060 | 5830
| PVC | 383 | 523 | 715 | 867 | 1103 | 2006 | 2321 | 2336 | 3099 | 3876 | 5866 | 6640 | 7440 | 8920 | 9700
| LDPE | 7.56 | 10.6 | 14.8 | 18.3 | 23.6 | 60.6 | 70 | 71.1 | 108 | 146 | 223 | 260 | 298 | 373 | 411
| Total Kg CO2eq | 810.61 | 1113.2 | 1685.4 | 2163.7 | 3013.6 | 5419.2 | 6560.6 | 7825.4 | 10694.3 | 14782.3 | 20958.3 | 25032.3 | 29540 | 35317 | 39429
This is probably including disposal | Stated CO2 | 629 | 861 | 1340 | 1740 | 2470 | 4750 | 5780 | 7040 | 9900 | 14000 | 20100 | 24200
| Programmed | [12 empty] | 29100 | 34800 | 38800
|  | 810.61 | 1113.2 | 1685.4 | 2163.7 | 3013.6 | 5419.2 | 6560.6 | 7825.4 | 10694.3 | 14782.3 | 20958.3 | 25032.3 | 29100 | 34800 | 38800
|  | PE=5 | P=10 | P=20 | P=30 | PE=50 | PE=75 | PE=100 | PE=150 | PE=200 | PE=300 | PE=400 | PE=500 | PE=600 | PE=800 | PE=1000
| Excavation | 8.95 | 15.8 | 28 | 40.8 | 64.4 | 106 | 138 | 192 | 260 | 383 | 520 | 643 | 767 | 906 | 1030
| Pea Shingle | 47.5 | 95.3 | 183 | 279 | 461 | 691 | 930 | 1380 | 1840 | 2770 | 3680 | 4610 | 5540 | 6470 | 7370
| Crushed Aggregate | 51.3 | 72.4 | 102 | 125 | 160 | 394 | 454 | 458 | 687 | 916 | 1370 | 1600 | 1830 | 2290 | 2520
| Geotextile | 112 | 135 | 216 | 291 | 433 | 753 | 938 | 1240 | 1710 | 2480 | 3420 | 4180 | 5150 | 6130 | 6920
| Imperable Liner | 127 | 158 | 264 | 361 | 549 | 948 | 1190 | 1580 | 2180 | 3160 | 4350 | 5330 | 6320 | 7510 | 8490
| Mild Steel | 52.3 | 71.6 | 109 | 128 | 166 | 407 | 466 | 479 | 721 | 962 | 1440 | 1680 | 2070 | 2560 | 2830
| Compressor | 21 | 31.5 | 53.6 | 53.6 | 53.6 | 53.6 | 53.6 | 89.3 | 89.3 | 89.3 | 89.3 | 89.3 | 125 | 158 | 158
| PVC | 383 | 523 | 715 | 867 | 1103 | 2006 | 2321 | 2336 | 3099 | 3876 | 5866 | 6640 | 7440 | 8920 | 9700
| LDPE | 7.56 | 10.6 | 14.8 | 18.3 | 23.6 | 60.6 | 70 | 71.1 | 108 | 146 | 223 | 260 | 298 | 373 | 411
|  | PE=5 | P=10 | P=20 | P=30 | PE=50 | PE=75 | PE=100 | PE=150 | PE=200 | PE=300 | PE=400 | PE=500 | PE=600 | PE=800 | PE=1000 | PE=5 | P=10 | P=20 | P=30 | PE=50 | PE=75 | PE=100 | PE=150 | PE=200 | PE=300 | PE=400 | PE=500 | 0 | 0 | 0
| Excavation | 8.95 | 15.8 | 28 | 40.8 | 64.4 | 106 | 138 | 192 | 260 | 383 | 520 | 643 | 767 | 906 | 1030 | 1.1041 | 1.4193 | 1.6613 | 1.8857 | 2.137 | 1.956 | 2.1035 | 2.4535 | 2.4312 | 2.5909 | 2.4811 | 2.5687 | 2.5965 | 2.5653 | 2.6123
| Media | 151.1 | 239.3 | 394 | 532 | 787 | 1492 | 1850 | 2317 | 3248 | 4648 | 6490 | 7890 | 9440 | 11320 | 12720 | 18.6403 | 21.4966 | 23.3772 | 24.5875 | 26.1149 | 27.5317 | 28.1986 | 29.6087 | 30.3713 | 31.443 | 30.9663 | 31.5193 | 31.9567 | 32.0526 | 32.2605
| Lining | 239 | 293 | 480 | 652 | 982 | 1701 | 2128 | 2820 | 3890 | 5640 | 7770 | 9510 | 11470 | 13640 | 15410 | 29.484 | 26.3205 | 28.4799 | 30.1336 | 32.5856 | 31.3884 | 32.4361 | 36.0365 | 36.3745 | 38.1537 | 37.0736 | 37.9909 | 38.8287 | 38.6216 | 39.0829
| Piping | 390.56 | 533.6 | 729.8 | 885.3 | 1126.6 | 2066.6 | 2391 | 2407.1 | 3207 | 4022 | 6089 | 6900 | 7738 | 9293 | 10111 | 48.181 | 47.9339 | 43.3013 | 40.916 | 37.3839 | 38.1348 | 36.4448 | 30.7601 | 29.9879 | 27.2082 | 29.0529 | 27.5644 | 26.195 | 26.3131 | 25.6436
| Compressor | 21 | 31.5 | 53.6 | 53.6 | 53.6 | 53.6 | 53.6 | 89.3 | 89.3 | 89.3 | 89.3 | 89.3 | 125 | 158 | 158 | 2.5906 | 2.8297 | 3.1803 | 2.4772 | 1.7786 | 0.98908 | 0.817 | 1.1412 | 0.83502 | 0.6041 | 0.42608 | 0.35674 | 0.42316 | 0.44738 | 0.40072
|  | 810.61 | 1113.2 | 1685.4 | 2163.7 | 3013.6 | 5419.2 | 6560.6 | 7825.4 | 10694.3 | 14782.3 | 20958.3 | 25032.3 | 29540 | 35317 | 39429
Operational Emissions
Process
| Methane | 0 |  |  | Wang et al.
| N2O | 0.0011191 | kgN20 / kg TN load |  | Maltais-Landry
| Loading |  |  |  | GWP | 265
| TN out | 40 | g/m3
| Flowrate (m3/d) | 1.875 | 3.75 | 7.5 | 11.25 | 18.75 | 28.125 | 37.5 | 56.25 | 75 | 112.5 | 150 | 187.5 | 225 | 300 | 375
| TN loading (g/d) | 75 | 150 | 300 | 450 | 750 | 1125 | 1500 | 2250 | 3000 | 4500 | 6000 | 7500 | 9000 | 12000 | 15000
| N2O emission g d-1 | 0.083933 | 0.16787 | 0.33573 | 0.5036 | 0.83932 | 1.259 | 1.6786 | 2.518 | 3.3573 | 5.036 | 6.7146 | 8.3933 | 10.0719 | 13.4292 | 16.7865
| N2O emission g yr-1 | 30.6563 | 61.3127 | 122.6254 | 183.9381 | 306.5635 | 459.8452 | 613.1269 | 919.6904 | 1226.2538 | 1839.3807 | 2452.5077 | 3065.6346 | 3678.7615 | 4905.0153 | 6131.2691
| Kg CO2 eq yr-1 | 8.1239 | 16.2479 | 32.4957 | 48.7436 | 81.2393 | 121.859 | 162.4786 | 243.7179 | 324.9573 | 487.4359 | 649.9145 | 812.3932 | 974.8718 | 1299.8291 | 1624.7863
1.6248
| Electricity | gCO2 / kWh
|  | Av. | Low | High |  | PE | Power (kWh) |  | kWh yr-1
| 2021 | 134.634 | 123.7698 | 145.8644 |  | 5 | 262.8
| 2022 | 129.1029 | 117.9471 | 140.747 |  | 10 | 525.6
| 2023 | 123.7991 | 112.3984 | 135.8092 |  | 20 | 3241.2 | Pump Replacement
| 2024 | 118.7131 | 107.1107 | 131.0446 |  | 30 | 3241.2 | Pump Replacement
| 2025 | 113.8361 | 102.0717 | 126.4472 |  | 50 | 3241.2 | Pump Replacement
| 2026 | 109.1595 | 97.2698 | 122.0111 |  | 75 | 3241.2 | Pump Replacement
| 2027 | 104.6749 | 92.6938 | 117.7306 |  | 100 | 3241.2 | Pump Replacement
| 2028 | 100.3747 | 88.3331 | 113.6003 |  | 150 | 3504 | Pump Replacement
| 2029 | 96.251 | 84.1775 | 109.6149 |  | 200 | 3504 | Pump Replacement
| 2030 | 92.2968 | 80.2174 | 105.7693 |  | 300 | 5256 | Pump Replacement
| 2031 | 88.5051 | 76.4436 | 102.0586 |  | 400 | 5256 | Pump Replacement
| 2032 | 84.8691 | 72.8474 | 98.4781 |  | 500 | 5256 | Pump Replacement
| 2033 | 81.3825 | 69.4203 | 95.0232 |  | 600 | 9636
| 2034 | 78.0391 | 66.1545 | 91.6895 |  | 800 | 19272
| 2035 | 74.8331 | 63.0423 | 88.4728 |  | 1000 | 19272
| 2036 | 71.7587 | 60.0765 | 85.3689
| 2037 | 68.8107 | 57.2502 | 82.3739
| 2038 | 65.9838 | 54.5569 | 79.484
| 2039 | 63.2731 | 51.9903 | 76.6955
| 2040 | 60.6737 | 49.5445 | 74.0048
| 2041 | 58.1811 | 47.2137 | 71.4085
| 2042 | 55.7908 | 44.9925 | 68.9033
| 2043 | 53.4988 | 42.8759 | 66.486
| 2044 | 51.301 | 40.8588 | 64.1535
| 2045 | 49.1934 | 38.9366 | 61.9028
| 2046 | 47.1724 | 37.1049 | 59.7311
| 2047 | 45.2345 | 35.3593 | 57.6355
| 2048 | 43.3761 | 33.6958 | 55.6135
| 2049 | 41.5942 | 32.1106 | 53.6624
| 2050 | 39.8854 | 30.6 | 51.7798
| 2051 | 38.2468 | 29.1605 | 49.9632
| 2052 | 36.6755 | 27.7886 | 48.2104
| 2053 | 35.1688 | 26.4813 | 46.519
| 2054 | 33.724 | 25.2355 | 44.887
| 2055 | 32.3385 | 24.0483 | 43.3122
| 2056 | 31.01 | 22.917 | 41.7927
| 2057 | 29.736 | 21.8389 | 40.3265
Yearly kWh
|  | 262.8 | 525.6 | 3241.2 | 3241.2 | 3241.2 | 3241.2 | 3241.2 | 3504 | 3504 | 5256 | 5256 | 5256 | 9636 | 19272 | 19272
|  | 753.36 | 1883.4 | 3942 | 6132 | 9636 | 14892 | 31448.4
|  | Av. | [15 empty] | Low | [14 empty] | High
g CO2
|  | PE=5 | P=10 | P=20 | P=30 | PE=50 | PE=75 | PE=100 | PE=150 | PE=200 | PE=300 | PE=400 | PE=500 | PE=600 | PE=800 | PE=1000 |  | PE=5 | P=10 | P=20 | P=30 | PE=50 | PE=75 | PE=100 | PE=150 | PE=200 | PE=300 | PE=400 | PE=500 | PE=600 | PE=800 | PE=1000 | PE=5 | P=10 | P=20 | P=30 | PE=50 | PE=75 | PE=100 | PE=150 | PE=200 | PE=300 | PE=400 | PE=500 | PE=600 | PE=800 | PE=1000
2021 | 1 | 35381.8059 | 70763.6118 | 436375.6059 | 436375.6059 | 436375.6059 | 436375.6059 | 436375.6059 | 471757.4117 | 471757.4117 | 707636.1176 | 707636.1176 | 707636.1176 | 1297332.8823 | 2594665.7645 | 2594665.7645 |  | 32526.7064 | 65053.4129 | 401162.7127 | 401162.7127 | 401162.7127 | 401162.7127 | 401162.7127 | 433689.4191 | 433689.4191 | 650534.1286 | 650534.1286 | 650534.1286 | 1192645.9025 | 2385291.805 | 2385291.805 | 38333.1516 | 76666.3033 | 472775.5368 | 472775.5368 | 472775.5368 | 472775.5368 | 472775.5368 | 511108.6884 | 511108.6884 | 766663.0326 | 766663.0326 | 766663.0326 | 1405548.8931 | 2811097.7862 | 2811097.7862
2022 | 2 | 33928.2408 | 67856.4816 | 418448.3033 | 418448.3033 | 418448.3033 | 418448.3033 | 418448.3033 | 452376.5441 | 452376.5441 | 678564.8162 | 678564.8162 | 678564.8162 | 1244035.4964 | 2488070.9927 | 2488070.9927 |  | 30996.506 | 61993.012 | 382290.2406 | 382290.2406 | 382290.2406 | 382290.2406 | 382290.2406 | 413286.7466 | 413286.7466 | 619930.1199 | 619930.1199 | 619930.1199 | 1136538.5531 | 2273077.1062 | 2273077.1062 | 36988.3168 | 73976.6335 | 456189.2401 | 456189.2401 | 456189.2401 | 456189.2401 | 456189.2401 | 493177.5568 | 493177.5568 | 739766.3352 | 739766.3352 | 739766.3352 | 1356238.2813 | 2712476.5626 | 2712476.5626
2023 | 3 | 32534.3915 | 65068.783 | 401257.4952 | 401257.4952 | 401257.4952 | 401257.4952 | 401257.4952 | 433791.8867 | 433791.8867 | 650687.83 | 650687.83 | 650687.83 | 1192927.6883 | 2385855.3766 | 2385855.3766 |  | 29538.293 | 59076.5859 | 364305.6133 | 364305.6133 | 364305.6133 | 364305.6133 | 364305.6133 | 393843.9062 | 393843.9062 | 590765.8593 | 590765.8593 | 590765.8593 | 1083070.7421 | 2166141.4842 | 2166141.4842 | 35690.6625 | 71381.325 | 440184.8373 | 440184.8373 | 440184.8373 | 440184.8373 | 440184.8373 | 475875.4998 | 475875.4998 | 713813.2497 | 713813.2497 | 713813.2497 | 1308657.6245 | 2617315.2491 | 2617315.2491
2024 | 4 | 31197.8047 | 62395.6094 | 384772.9245 | 384772.9245 | 384772.9245 | 384772.9245 | 384772.9245 | 415970.7292 | 415970.7292 | 623956.0938 | 623956.0938 | 623956.0938 | 1143919.5053 | 2287839.0106 | 2287839.0106 |  | 28148.6807 | 56297.3615 | 347167.0625 | 347167.0625 | 347167.0625 | 347167.0625 | 347167.0625 | 375315.7432 | 375315.7432 | 562973.6149 | 562973.6149 | 562973.6149 | 1032118.2939 | 2064236.5879 | 2064236.5879 | 34438.5336 | 68877.0672 | 424741.9141 | 424741.9141 | 424741.9141 | 424741.9141 | 424741.9141 | 459180.4477 | 459180.4477 | 688770.6715 | 688770.6715 | 688770.6715 | 1262746.2312 | 2525492.4623 | 2525492.4623
2025 | 5 | 29916.1279 | 59832.2558 | 368965.5775 | 368965.5775 | 368965.5775 | 368965.5775 | 368965.5775 | 398881.7054 | 398881.7054 | 598322.5581 | 598322.5581 | 598322.5581 | 1096924.6899 | 2193849.3798 | 2193849.3798 |  | 26824.442 | 53648.8841 | 330834.7851 | 330834.7851 | 330834.7851 | 330834.7851 | 330834.7851 | 357659.2272 | 357659.2272 | 536488.8408 | 536488.8408 | 536488.8408 | 983562.8747 | 1967125.7495 | 1967125.7495 | 33230.3329 | 66460.6657 | 409840.7721 | 409840.7721 | 409840.7721 | 409840.7721 | 409840.7721 | 443071.105 | 443071.105 | 664606.6575 | 664606.6575 | 664606.6575 | 1218445.5387 | 2436891.0774 | 2436891.0774
2026 | 6 | 28687.1053 | 57374.2106 | 353807.6323 | 353807.6323 | 353807.6323 | 353807.6323 | 353807.6323 | 382494.7376 | 382494.7376 | 573742.1064 | 573742.1064 | 573742.1064 | 1051860.5284 | 2103721.0568 | 2103721.0568 |  | 25562.5014 | 51125.0028 | 315270.8505 | 315270.8505 | 315270.8505 | 315270.8505 | 315270.8505 | 340833.3519 | 340833.3519 | 511250.0278 | 511250.0278 | 511250.0278 | 937291.7177 | 1874583.4354 | 1874583.4354 | 32064.5193 | 64129.0385 | 395462.4041 | 395462.4041 | 395462.4041 | 395462.4041 | 395462.4041 | 427526.9234 | 427526.9234 | 641290.3851 | 641290.3851 | 641290.3851 | 1175699.0393 | 2351398.0786 | 2351398.0786
2027 | 7 | 27508.5738 | 55017.1476 | 339272.4099 | 339272.4099 | 339272.4099 | 339272.4099 | 339272.4099 | 366780.9837 | 366780.9837 | 550171.4756 | 550171.4756 | 550171.4756 | 1008647.7052 | 2017295.4104 | 2017295.4104 |  | 24359.928 | 48719.8561 | 300439.1123 | 300439.1123 | 300439.1123 | 300439.1123 | 300439.1123 | 324799.0403 | 324799.0403 | 487198.5605 | 487198.5605 | 487198.5605 | 893197.361 | 1786394.7219 | 1786394.7219 | 30939.6057 | 61879.2113 | 381588.4697 | 381588.4697 | 381588.4697 | 381588.4697 | 381588.4697 | 412528.0754 | 412528.0754 | 618792.1131 | 618792.1131 | 618792.1131 | 1134452.2074 | 2268904.4147 | 2268904.4147
2028 | 8 | 26378.459 | 52756.918 | 325334.3276 | 325334.3276 | 325334.3276 | 325334.3276 | 325334.3276 | 351712.7866 | 351712.7866 | 527569.1798 | 527569.1798 | 527569.1798 | 967210.1631 | 1934420.3261 | 1934420.3261 |  | 23213.929 | 46427.8581 | 286305.1249 | 286305.1249 | 286305.1249 | 286305.1249 | 286305.1249 | 309519.0539 | 309519.0539 | 464278.5808 | 464278.5808 | 464278.5808 | 851177.3982 | 1702354.7964 | 1702354.7964 | 29854.1572 | 59708.3144 | 368201.2721 | 368201.2721 | 368201.2721 | 368201.2721 | 368201.2721 | 398055.4292 | 398055.4292 | 597083.1439 | 597083.1439 | 597083.1439 | 1094652.4304 | 2189304.8608 | 2189304.8608
2029 | 9 | 25294.7719 | 50589.5438 | 311968.8533 | 311968.8533 | 311968.8533 | 311968.8533 | 311968.8533 | 337263.6252 | 337263.6252 | 505895.4379 | 505895.4379 | 505895.4379 | 927474.9694 | 1854949.9388 | 1854949.9388 |  | 22121.8429 | 44243.6859 | 272836.0628 | 272836.0628 | 272836.0628 | 272836.0628 | 272836.0628 | 294957.9057 | 294957.9057 | 442436.8586 | 442436.8586 | 442436.8586 | 811134.2407 | 1622268.4815 | 1622268.4815 | 28806.7893 | 57613.5786 | 355283.7349 | 355283.7349 | 355283.7349 | 355283.7349 | 355283.7349 | 384090.5243 | 384090.5243 | 576135.7864 | 576135.7864 | 576135.7864 | 1056248.9417 | 2112497.8834 | 2112497.8834
2030 | 10 | 24255.6051 | 48511.2102 | 299152.4632 | 299152.4632 | 299152.4632 | 299152.4632 | 299152.4632 | 323408.0683 | 323408.0683 | 485112.1025 | 485112.1025 | 485112.1025 | 889372.1879 | 1778744.3758 | 1778744.3758 |  | 21081.1334 | 42162.2668 | 260000.6451 | 260000.6451 | 260000.6451 | 260000.6451 | 260000.6451 | 281081.7785 | 281081.7785 | 421622.6678 | 421622.6678 | 421622.6678 | 772974.8909 | 1545949.7818 | 1545949.7818 | 27796.1661 | 55592.3321 | 342819.3814 | 342819.3814 | 342819.3814 | 342819.3814 | 342819.3814 | 370615.5474 | 370615.5474 | 555923.3212 | 555923.3212 | 555923.3212 | 1019192.7555 | 2038385.5109 | 2038385.5109
2031 | 11 | 23259.1297 | 46518.2594 | 286862.5995 | 286862.5995 | 286862.5995 | 286862.5995 | 286862.5995 | 310121.7292 | 310121.7292 | 465182.5938 | 465182.5938 | 465182.5938 | 852834.7553 | 1705669.5106 | 1705669.5106 |  | 20089.3834 | 40178.7669 | 247769.0624 | 247769.0624 | 247769.0624 | 247769.0624 | 247769.0624 | 267858.4458 | 267858.4458 | 401787.6687 | 401787.6687 | 401787.6687 | 736610.726 | 1473221.452 | 1473221.452 | 26820.9983 | 53641.9966 | 330792.3124 | 330792.3124 | 330792.3124 | 330792.3124 | 330792.3124 | 357613.3107 | 357613.3107 | 536419.9661 | 536419.9661 | 536419.9661 | 983436.6045 | 1966873.2091 | 1966873.2091
2032 | 12 | 22303.5917 | 44607.1835 | 275077.6314 | 275077.6314 | 275077.6314 | 275077.6314 | 275077.6314 | 297381.2231 | 297381.2231 | 446071.8347 | 446071.8347 | 446071.8347 | 817798.3636 | 1635596.7272 | 1635596.7272 |  | 19144.2898 | 38288.5796 | 236112.9075 | 236112.9075 | 236112.9075 | 236112.9075 | 236112.9075 | 255257.1973 | 255257.1973 | 382885.7959 | 382885.7959 | 382885.7959 | 701957.2926 | 1403914.5851 | 1403914.5851 | 25880.0422 | 51760.0844 | 319187.1869 | 319187.1869 | 319187.1869 | 319187.1869 | 319187.1869 | 345067.2291 | 345067.2291 | 517600.8437 | 517600.8437 | 517600.8437 | 948934.8801 | 1897869.7601 | 1897869.7601
2033 | 13 | 21387.3095 | 42774.6189 | 263776.8166 | 263776.8166 | 263776.8166 | 263776.8166 | 263776.8166 | 285164.126 | 285164.126 | 427746.189 | 427746.189 | 427746.189 | 784201.3465 | 1568402.6931 | 1568402.6931 |  | 18243.6576 | 36487.3151 | 225005.1098 | 225005.1098 | 225005.1098 | 225005.1098 | 225005.1098 | 243248.7674 | 243248.7674 | 364873.151 | 364873.151 | 364873.151 | 668934.1103 | 1337868.2205 | 1337868.2205 | 24972.0975 | 49944.1949 | 307989.2019 | 307989.2019 | 307989.2019 | 307989.2019 | 307989.2019 | 332961.2993 | 332961.2993 | 499441.949 | 499441.949 | 499441.949 | 915643.5732 | 1831287.1464 | 1831287.1464
2034 | 14 | 20508.6701 | 41017.3403 | 252940.2649 | 252940.2649 | 252940.2649 | 252940.2649 | 252940.2649 | 273448.935 | 273448.935 | 410173.4026 | 410173.4026 | 410173.4026 | 751984.5714 | 1503969.1427 | 1503969.1427 |  | 17385.395 | 34770.7901 | 214419.8722 | 214419.8722 | 214419.8722 | 214419.8722 | 214419.8722 | 231805.2672 | 231805.2672 | 347707.9008 | 347707.9008 | 347707.9008 | 637464.4848 | 1274928.9696 | 1274928.9696 | 24096.006 | 48192.012 | 297184.0737 | 297184.0737 | 297184.0737 | 297184.0737 | 297184.0737 | 321280.0797 | 321280.0797 | 481920.1195 | 481920.1195 | 481920.1195 | 883520.2191 | 1767040.4382 | 1767040.4382
2035 | 15 | 19666.1273 | 39332.2546 | 242548.9035 | 242548.9035 | 242548.9035 | 242548.9035 | 242548.9035 | 262215.0308 | 262215.0308 | 393322.5462 | 393322.5462 | 393322.5462 | 721091.3346 | 1442182.6692 | 1442182.6692 |  | 16567.509 | 33135.018 | 204332.611 | 204332.611 | 204332.611 | 204332.611 | 204332.611 | 220900.12 | 220900.12 | 331350.18 | 331350.18 | 331350.18 | 607475.33 | 1214950.66 | 1214950.66 | 23250.6503 | 46501.3005 | 286758.0198 | 286758.0198 | 286758.0198 | 286758.0198 | 286758.0198 | 310008.6701 | 310008.6701 | 465013.0051 | 465013.0051 | 465013.0051 | 852523.8427 | 1705047.6854 | 1705047.6854
2036 | 16 | 18858.1981 | 37716.3961 | 232584.4428 | 232584.4428 | 232584.4428 | 232584.4428 | 232584.4428 | 251442.6408 | 251442.6408 | 377163.9612 | 377163.9612 | 377163.9612 | 691467.2623 | 1382934.5246 | 1382934.5246 |  | 15788.0999 | 31576.1999 | 194719.8993 | 194719.8993 | 194719.8993 | 194719.8993 | 194719.8993 | 210507.9993 | 210507.9993 | 315761.9989 | 315761.9989 | 315761.9989 | 578896.998 | 1157793.996 | 1157793.996 | 22434.952 | 44869.904 | 276697.7412 | 276697.7412 | 276697.7412 | 276697.7412 | 276697.7412 | 299132.6932 | 299132.6932 | 448699.0399 | 448699.0399 | 448699.0399 | 822614.9064 | 1645229.8128 | 1645229.8128
2037 | 17 | 18083.4604 | 36166.9208 | 223029.3448 | 223029.3448 | 223029.3448 | 223029.3448 | 223029.3448 | 241112.8052 | 241112.8052 | 361669.2078 | 361669.2078 | 361669.2078 | 663060.2142 | 1326120.4285 | 1326120.4285 |  | 15045.3577 | 30090.7155 | 185559.4122 | 185559.4122 | 185559.4122 | 185559.4122 | 185559.4122 | 200604.77 | 200604.77 | 300907.1549 | 300907.1549 | 300907.1549 | 551663.1174 | 1103326.2348 | 1103326.2348 | 21647.8707 | 43295.7414 | 266990.4056 | 266990.4056 | 266990.4056 | 266990.4056 | 266990.4056 | 288638.2763 | 288638.2763 | 432957.4144 | 432957.4144 | 432957.4144 | 793755.2598 | 1587510.5196 | 1587510.5196
2038 | 18 | 17340.5507 | 34681.1014 | 213866.792 | 213866.792 | 213866.792 | 213866.792 | 213866.792 | 231207.3427 | 231207.3427 | 346811.014 | 346811.014 | 346811.014 | 635820.1924 | 1271640.3847 | 1271640.3847 |  | 14337.5574 | 28675.1149 | 176829.875 | 176829.875 | 176829.875 | 176829.875 | 176829.875 | 191167.4324 | 191167.4324 | 286751.1487 | 286751.1487 | 286751.1487 | 525710.4392 | 1051420.8784 | 1051420.8784 | 20888.4025 | 41776.805 | 257623.6306 | 257623.6306 | 257623.6306 | 257623.6306 | 257623.6306 | 278512.033 | 278512.033 | 417768.0496 | 417768.0496 | 417768.0496 | 765908.0909 | 1531816.1817 | 1531816.1817
2039 | 19 | 16628.1614 | 33256.3229 | 205080.6577 | 205080.6577 | 205080.6577 | 205080.6577 | 205080.6577 | 221708.8191 | 221708.8191 | 332563.2287 | 332563.2287 | 332563.2287 | 609699.2525 | 1219398.5051 | 1219398.5051 |  | 13663.0552 | 27326.1104 | 168511.0139 | 168511.0139 | 168511.0139 | 168511.0139 | 168511.0139 | 182174.0691 | 182174.0691 | 273261.1037 | 273261.1037 | 273261.1037 | 500978.6901 | 1001957.3801 | 1001957.3801 | 20155.5785 | 40311.157 | 248585.4684 | 248585.4684 | 248585.4684 | 248585.4684 | 248585.4684 | 268741.0469 | 268741.0469 | 403111.5704 | 403111.5704 | 403111.5704 | 739037.879 | 1478075.758 | 1478075.758
2040 | 20 | 15945.0387 | 31890.0775 | 196655.4777 | 196655.4777 | 196655.4777 | 196655.4777 | 196655.4777 | 212600.5165 | 212600.5165 | 318900.7747 | 318900.7747 | 318900.7747 | 584651.4203 | 1169302.8407 | 1169302.8407 |  | 13020.2845 | 26040.569 | 160583.5089 | 160583.5089 | 160583.5089 | 160583.5089 | 160583.5089 | 173603.7935 | 173603.7935 | 260405.6902 | 260405.6902 | 260405.6902 | 477410.432 | 954820.864 | 954820.864 | 19448.4641 | 38896.9282 | 239864.3904 | 239864.3904 | 239864.3904 | 239864.3904 | 239864.3904 | 259312.8545 | 259312.8545 | 388969.2817 | 388969.2817 | 388969.2817 | 713110.3498 | 1426220.6996 | 1426220.6996
2041 | 21 | 15289.9803 | 30579.9605 | 188576.4234 | 188576.4234 | 188576.4234 | 188576.4234 | 188576.4234 | 203866.4037 | 203866.4037 | 305799.6055 | 305799.6055 | 305799.6055 | 560632.6101 | 1121265.2201 | 1121265.2201 |  | 12407.7526 | 24815.5052 | 153028.9489 | 153028.9489 | 153028.9489 | 153028.9489 | 153028.9489 | 165436.7016 | 165436.7016 | 248155.0523 | 248155.0523 | 248155.0523 | 454950.9293 | 909901.8585 | 909901.8585 | 18766.1572 | 37532.3144 | 231449.2723 | 231449.2723 | 231449.2723 | 231449.2723 | 231449.2723 | 250215.4296 | 250215.4296 | 375323.1443 | 375323.1443 | 375323.1443 | 688092.4313 | 1376184.8626 | 1376184.8626
2042 | 22 | 14661.8331 | 29323.6662 | 180829.2749 | 180829.2749 | 180829.2749 | 180829.2749 | 180829.2749 | 195491.108 | 195491.108 | 293236.6621 | 293236.6621 | 293236.6621 | 537600.5471 | 1075201.0943 | 1075201.0943 |  | 11824.0369 | 23648.0739 | 145829.7889 | 145829.7889 | 145829.7889 | 145829.7889 | 145829.7889 | 157653.8258 | 157653.8258 | 236480.7388 | 236480.7388 | 236480.7388 | 433548.0211 | 867096.0422 | 867096.0422 | 18107.7876 | 36215.5752 | 223329.3803 | 223329.3803 | 223329.3803 | 223329.3803 | 223329.3803 | 241437.1679 | 241437.1679 | 362155.7519 | 362155.7519 | 362155.7519 | 663952.2118 | 1327904.4236 | 1327904.4236
2043 | 23 | 14059.4916 | 28118.9833 | 173400.397 | 173400.397 | 173400.397 | 173400.397 | 173400.397 | 187459.8886 | 187459.8886 | 281189.833 | 281189.833 | 281189.833 | 515514.6938 | 1031029.3875 | 1031029.3875 |  | 11267.7818 | 22535.5637 | 138969.3093 | 138969.3093 | 138969.3093 | 138969.3093 | 138969.3093 | 150237.0911 | 150237.0911 | 225355.6367 | 225355.6367 | 225355.6367 | 413152.0006 | 826304.0011 | 826304.0011 | 17472.5154 | 34945.0309 | 215494.357 | 215494.357 | 215494.357 | 215494.357 | 215494.357 | 232966.8724 | 232966.8724 | 349450.3086 | 349450.3086 | 349450.3086 | 640658.8992 | 1281317.7984 | 1281317.7984
2044 | 24 | 13481.8957 | 26963.7915 | 166276.7142 | 166276.7142 | 166276.7142 | 166276.7142 | 166276.7142 | 179758.61 | 179758.61 | 269637.915 | 269637.915 | 269637.915 | 494336.1775 | 988672.355 | 988672.355 |  | 10737.6954 | 21475.3909 | 132431.577 | 132431.577 | 132431.577 | 132431.577 | 132431.577 | 143169.2725 | 143169.2725 | 214753.9087 | 214753.9087 | 214753.9087 | 393715.4993 | 787430.9985 | 787430.9985 | 16859.5304 | 33719.0608 | 207934.2083 | 207934.2083 | 207934.2083 | 207934.2083 | 207934.2083 | 224793.7387 | 224793.7387 | 337190.6081 | 337190.6081 | 337190.6081 | 618182.7815 | 1236365.5631 | 1236365.5631
2045 | 25 | 12928.0288 | 25856.0576 | 159445.6886 | 159445.6886 | 159445.6886 | 159445.6886 | 159445.6886 | 172373.7174 | 172373.7174 | 258560.5761 | 258560.5761 | 258560.5761 | 474027.7228 | 948055.4456 | 948055.4456 |  | 10232.5466 | 20465.0933 | 126201.4087 | 126201.4087 | 126201.4087 | 126201.4087 | 126201.4087 | 136433.9553 | 136433.9553 | 204650.933 | 204650.933 | 204650.933 | 375193.3771 | 750386.7542 | 750386.7542 | 16268.0506 | 32536.1012 | 200639.291 | 200639.291 | 200639.291 | 200639.291 | 200639.291 | 216907.3416 | 216907.3416 | 325361.0124 | 325361.0124 | 325361.0124 | 596495.1894 | 1192990.3787 | 1192990.3787
|  | 22.3794 | 44.7587 | 276.0123 | 276.0123 | 276.0123 | 276.0123 | 276.0123 | 298.3917 | 298.3917 | 447.5875 | 447.5875 | 447.5875 | 820.5771 | 1641.1541 | 1641.1541 |  | 19.3651 | 38.7303 | 238.8367 | 238.8367 | 238.8367 | 238.8367 | 238.8367 | 258.2018 | 258.2018 | 387.3027 | 387.3027 | 387.3027 | 710.0549 | 1420.1099 | 1420.1099 | 25.8085 | 51.6169 | 318.3043 | 318.3043 | 318.3043 | 318.3043 | 318.3043 | 344.1127 | 344.1127 | 516.1691 | 516.1691 | 516.1691 | 946.31 | 1892.6199 | 1892.6199
Maintanence
|  | PE 5,10,600 ,800 , 1000 |  |  |  |  | PE 20 - 400
| Site Visits | 12 | per year |  |  |  | Site Visits | 12 | per year
| Reed Harvesting | 1 | per year |  |  |  | Reed Harvesting | 1 | per year
| Blower | [5 empty] | Blower
| Parts | 0.125 |  | This is a rough assumption |  |  | Replacement | 0.5 | per year
| Visits | 1 | per year |  |  |  | Visits | 1 | per year
Travel Distance
| 40 mile average |  | Gaby Spreadsheet
Vehicle
| Large Diesel | kg Co2 eq
| Euro 3 | 0.667 | per mile
| Euro 4 | 0.638 | per mile
| Euro 5 | 0.626 | per mile
Miles travelled
|  | 560 | miles per year
|  | Av. | [15 empty] | Low | [14 empty] | High
|  | PE=5 | P=10 | P=20 | P=30 | PE=50 | PE=75 | PE=100 | PE=150 | PE=200 | PE=300 | PE=400 | PE=500 | PE=600 | PE=800 | PE=1000 |  | PE=5 | P=10 | P=20 | P=30 | PE=50 | PE=75 | PE=100 | PE=150 | PE=200 | PE=300 | PE=400 | PE=500 | PE=600 | PE=800 | PE=1000 | PE=5 | P=10 | P=20 | P=30 | PE=50 | PE=75 | PE=100 | PE=150 | PE=200 | PE=300 | PE=400 | PE=500 | PE=600 | PE=800 | PE=1000
| Transport | 357.28 | 357.28 | 357.28 | 357.28 | 357.28 | 357.28 | 357.28 | 357.28 | 357.28 | 357.28 | 357.28 | 357.28 | 357.28 | 357.28 | 357.28 |  | 350.56 | 350.56 | 350.56 | 350.56 | 350.56 | 350.56 | 350.56 | 350.56 | 350.56 | 350.56 | 350.56 | 350.56 | 350.56 | 350.56 | 350.56 | 373.52 | 373.52 | 373.52 | 373.52 | 373.52 | 373.52 | 373.52 | 373.52 | 373.52 | 373.52 | 373.52 | 373.52 | 373.52 | 373.52 | 373.52
| Blower Parts | 2.625 | 3.9375 | 26.8 | 26.8 | 26.8 | 26.8 | 26.8 | 44.65 | 44.65 | 44.65 | 44.65 | 44.65 | 15.625 | 19.75 | 19.75 |  | 2.625 | 3.9375 | 26.8 | 26.8 | 26.8 | 26.8 | 26.8 | 44.65 | 44.65 | 44.65 | 44.65 | 44.65 | 15.625 | 19.75 | 19.75 | 2.625 | 3.9375 | 26.8 | 26.8 | 26.8 | 26.8 | 26.8 | 44.65 | 44.65 | 44.65 | 44.65 | 44.65 | 15.625 | 19.75 | 19.75
Refurbishment
| New Media | Excavation |  | Piping and lining remain
| Excavation | 8.95 | 15.8 | 28 | 40.8 | 64.4 | 106 | 138 | 192 | 260 | 383 | 520 | 643 | 767 | 906 | 1030
| Shingle | 47.5 | 95.3 | 183 | 279 | 461 | 691 | 930 | 1380 | 1840 | 2770 | 3680 | 4610 | 5540 | 6470 | 7370
| Aggregate | 51.3 | 72.4 | 102 | 125 | 160 | 394 | 454 | 458 | 687 | 916 | 1370 | 1600 | 1830 | 2290 | 2520
| Sum | 107.75 | 183.5 | 313 | 444.8 | 685.4 | 1191 | 1522 | 2030 | 2787 | 4069 | 5570 | 6853 | 8137 | 9666 | 10920
Frequency
| 5 | 21.55 | 36.7 | 62.6 | 88.96 | 137.08 | 238.2 | 304.4 | 406 | 557.4 | 813.8 | 1114 | 1370.6 | 1627.4 | 1933.2 | 2184
| 6 | 17.9583 | 30.5833 | 52.1667 | 74.1333 | 114.2333 | 198.5 | 253.6667 | 338.3333 | 464.5 | 678.1667 | 928.3333 | 1142.1667 | 1356.1667 | 1611 | 1820
| 7 | 15.3929 | 26.2143 | 44.7143 | 63.5429 | 97.9143 | 170.1429 | 217.4286 | 290 | 398.1429 | 581.2857 | 795.7143 | 979 | 1162.4286 | 1380.8571 | 1560 |  | 15.3929 | 26.2143 | 44.7143 | 63.5429 | 97.9143 | 170.1429 | 217.4286 | 290 | 398.1429 | 581.2857 | 795.7143 | 979 | 1162.4286 | 1380.8571 | 1560
| 8 | 13.4688 | 22.9375 | 39.125 | 55.6 | 85.675 | 148.875 | 190.25 | 253.75 | 348.375 | 508.625 | 696.25 | 856.625 | 1017.125 | 1208.25 | 1365 |  | 0.0063255 | 0.0063255 | 0.0063255 | 0.0063255 | 0.0063255 | 0.0063255 | 0.0063255 | 0.0063255 | 0.0063255 | 0.0063255 | 0.0063255 | 0.0063255 | 0.0063255 | 0.0063255 | 0.0063255
| 9 | 11.9722 | 20.3889 | 34.7778 | 49.4222 | 76.1556 | 132.3333 | 169.1111 | 225.5556 | 309.6667 | 452.1111 | 618.8889 | 761.4444 | 904.1111 | 1074 | 1213.3333
| 10 | 10.775 | 18.35 | 31.3 | 44.48 | 68.54 | 119.1 | 152.2 | 203 | 278.7 | 406.9 | 557 | 685.3 | 813.7 | 966.6 | 1092 |  | 15.3992 | 26.2206 | 44.7206 | 63.5492 | 97.9206 | 170.1492 | 217.4349 | 290.0063 | 398.1492 | 581.292 | 795.7206 | 979.0063 | 1162.4349 | 1380.8635 | 1560.0063
[18 empty] | 15.3992 | 26.2206 | 44.7206 | 63.5492 | 97.9206 | 170.1492 | 217.4349 | 290.0063 | 398.1492 | 581.292 | 795.7206 | 979.0063 | 1162.4349 | 1380.8635 | 1560.0063
Operational Emissions
|  | Av. | [15 empty] | Low | [14 empty] | High
|  | PE=5 | P=10 | P=20 | P=30 | PE=50 | PE=75 | PE=100 | PE=150 | PE=200 | PE=300 | PE=400 | PE=500 | PE=600 | PE=800 | PE=1000 |  | PE=5 | P=10 | P=20 | P=30 | PE=50 | PE=75 | PE=100 | PE=150 | PE=200 | PE=300 | PE=400 | PE=500 | PE=600 | PE=800 | PE=1000 | PE=5 | P=10 | P=20 | P=30 | PE=50 | PE=75 | PE=100 | PE=150 | PE=200 | PE=300 | PE=400 | PE=500 | PE=600 | PE=800 | PE=1000
| Process | 8.1239 | 16.2479 | 32.4957 | 48.7436 | 81.2393 | 121.859 | 162.4786 | 243.7179 | 324.9573 | 487.4359 | 649.9145 | 812.3932 | 974.8718 | 1299.8291 | 1624.7863 |  | 8.1239 | 16.2479 | 32.4957 | 48.7436 | 81.2393 | 121.859 | 162.4786 | 243.7179 | 324.9573 | 487.4359 | 649.9145 | 812.3932 | 974.8718 | 1299.8291 | 1624.7863 | 8.1239 | 16.2479 | 32.4957 | 48.7436 | 81.2393 | 121.859 | 162.4786 | 243.7179 | 324.9573 | 487.4359 | 649.9145 | 812.3932 | 974.8718 | 1299.8291 | 1624.7863
| Electricity | 22.3794 | 44.7587 | 276.0123 | 276.0123 | 276.0123 | 276.0123 | 276.0123 | 298.3917 | 298.3917 | 447.5875 | 447.5875 | 447.5875 | 820.5771 | 1641.1541 | 1641.1541 |  | 19.3651 | 38.7303 | 238.8367 | 238.8367 | 238.8367 | 238.8367 | 238.8367 | 258.2018 | 258.2018 | 387.3027 | 387.3027 | 387.3027 | 710.0549 | 1420.1099 | 1420.1099 | 25.8085 | 51.6169 | 318.3043 | 318.3043 | 318.3043 | 318.3043 | 318.3043 | 344.1127 | 344.1127 | 516.1691 | 516.1691 | 516.1691 | 946.31 | 1892.6199 | 1892.6199
| Maintanence | 359.905 | 361.2175 | 384.08 | 384.08 | 384.08 | 384.08 | 384.08 | 401.93 | 401.93 | 401.93 | 401.93 | 401.93 | 372.905 | 377.03 | 377.03 |  | 353.185 | 354.4975 | 377.36 | 377.36 | 377.36 | 377.36 | 377.36 | 395.21 | 395.21 | 395.21 | 395.21 | 395.21 | 366.185 | 370.31 | 370.31 | 376.145 | 377.4575 | 400.32 | 400.32 | 400.32 | 400.32 | 400.32 | 418.17 | 418.17 | 418.17 | 418.17 | 418.17 | 389.145 | 393.27 | 393.27
| Refurb | 15.3929 | 26.2143 | 44.7143 | 63.5429 | 97.9143 | 170.1429 | 217.4286 | 290 | 398.1429 | 581.2857 | 795.7143 | 979 | 1162.4286 | 1380.8571 | 1560 |  | 15.3929 | 26.2143 | 44.7143 | 63.5429 | 97.9143 | 170.1429 | 217.4286 | 290 | 398.1429 | 581.2857 | 795.7143 | 979 | 1162.4286 | 1380.8571 | 1560 | 15.3929 | 26.2143 | 44.7143 | 63.5429 | 97.9143 | 170.1429 | 217.4286 | 290 | 398.1429 | 581.2857 | 795.7143 | 979 | 1162.4286 | 1380.8571 | 1560
|  | 405.8012 | 448.4384 | 737.3023 | 772.3787 | 839.2459 | 952.0941 | 1039.9995 | 1234.0396 | 1423.4218 | 1918.2391 | 2295.1463 | 2640.9106 | 3330.7824 | 4698.8703 | 5202.9704 |  | 380.6741 | 409.4756 | 648.6924 | 664.9403 | 697.436 | 738.0556 | 778.6753 | 897.1297 | 978.3691 | 1269.9486 | 1432.4272 | 1594.9059 | 2051.1117 | 3090.2489 | 3415.2062 | 410.0774 | 445.3223 | 751.12 | 767.3678 | 799.8636 | 840.4832 | 881.1029 | 1006.0007 | 1087.24 | 1421.775 | 1584.2536 | 1746.7322 | 2310.3268 | 3585.719 | 3910.6762
1.6248
Total Emissions
| Captial | 810.61 | 1113.2 | 1685.4 | 2163.7 | 3013.6 | 5419.2 | 6560.6 | 7825.4 | 10694.3 | 14782.3 | 20958.3 | 25032.3 | 29540 | 35317 | 39429
| Operational | 10145.0291 | 11210.9599 | 18432.5573 | 19309.4682 | 20981.1471 | 23802.3528 | 25999.9871 | 30850.9901 | 35585.5444 | 47955.9773 | 57378.6574 | 66022.766 | 83269.5603 | 117471.7575 | 130074.2605 |  | 9516.8517 | 10236.8908 | 16217.3097 | 16623.5063 | 17435.8994 | 18451.3909 | 19466.8823 | 22428.2436 | 24459.2265 | 31748.7147 | 35810.6805 | 39872.6463 | 51277.7932 | 77256.2232 | 85380.1548 | 10251.9346 | 11133.0568 | 18777.9997 | 19184.1962 | 19996.5894 | 21012.0808 | 22027.5723 | 25150.0165 | 27180.9994 | 35544.3741 | 39606.3399 | 43668.3057 | 57758.1688 | 89642.9745 | 97766.9061
|  | 10955.6391 | 12324.1599 | 20117.9573 | 21473.1682 | 23994.7471 | 29221.5528 | 32560.5871 | 38676.3901 | 46279.8444 | 62738.2773 | 78336.9574 | 91055.066 | 112809.5603 | 152788.7575 | 169503.2605 |  | 10327.4617 | 11350.0908 | 17902.7097 | 18787.2063 | 20449.4994 | 23870.5909 | 26027.4823 | 30253.6436 | 35153.5265 | 46531.0147 | 56768.9805 | 64904.9463 | 80817.7932 | 112573.2232 | 124809.1548 | 11062.5446 | 12246.2568 | 20463.3997 | 21347.8962 | 23010.1894 | 26431.2808 | 28588.1723 | 32975.4165 | 37875.2994 | 50326.6741 | 60564.6399 | 68700.6057 | 87298.1688 | 124959.9745 | 137195.9061
|  | 5 | 10 | 20 | 30 | 50 | 75 | 100 | 150 | 200 | 300 | 400 | 500 | 600 | 800 | 1000
| Av | 10570.8176 | 11668.8028 | 19000.1002 | 19884.5968 | 21546.8899 | 24967.9814 | 27124.8728 | 31426.3901 | 36326.273 | 48206.1344 | 58444.1002 | 66580.066 | 83748.8461 | 118267.3289 | 130503.2605
| Low | 10327.4617 | 11350.0908 | 17902.7097 | 18787.2063 | 20449.4994 | 23870.5909 | 26027.4823 | 30253.6436 | 35153.5265 | 46531.0147 | 56768.9805 | 64904.9463 | 80817.7932 | 112573.2232 | 124809.1548
| High | 11062.5446 | 12246.2568 | 20463.3997 | 21347.8962 | 23010.1894 | 26431.2808 | 28588.1723 | 32975.4165 | 37875.2994 | 50326.6741 | 60564.6399 | 68700.6057 | 87298.1688 | 124959.9745 | 137195.9061
Erro
Erro
|  | 8.2449 | 8.2449 | 8.2449 | 8.2449 | 8.2449 | 8.2449 | 8.2449 | 8.2449
Operational Emissions
| Site Visits | 329.7969 | 329.7969 | 329.7969 | 329.7969 | 329.7969 | 329.7969 | 329.7969 | 329.7969 | 329.7969 | 329.7969 | 329.7969 | 329.7969 | 329.7969 | 329.7969 | 329.7969
| Reed Harvesting | 29.7733 | 29.7733 | 29.7733 | 29.7733 | 29.7733 | 29.7733 | 29.7733 | 29.7733 | 29.7733 | 29.7733 | 29.7733 | 29.7733 | 29.7733 | 29.7733 | 29.7733 | 47.7912 | 59.9251 | 101.2876 | 120.1162 | 154.4876 | 226.7162 | 274.0019 | 364.4233 | 472.5662 | 655.709 | 870.1376 | 1053.4233 | 1207.8269 | 1430.3805 | 1609.5233
| Process Emissions | 8.1239 | 16.2479 | 32.4957 | 48.7436 | 81.2393 | 121.859 | 162.4786 | 243.7179 | 324.9573 | 487.4359 | 649.9145 | 812.3932 | 974.8718 | 1299.8291 | 1624.7863
| Refurbishment | 15.3929 | 26.2143 | 44.7143 | 63.5429 | 97.9143 | 170.1429 | 217.4286 | 290 | 398.1429 | 581.2857 | 795.7143 | 979 | 1162.4286 | 1380.8571 | 1560
| Maintanence | 2.625 | 3.9375 | 26.8 | 26.8 | 26.8 | 26.8 | 26.8 | 44.65 | 44.65 | 44.65 | 44.65 | 44.65 | 15.625 | 19.75 | 19.75
| Electricity | 22.3794 | 44.7587 | 276.0123 | 276.0123 | 276.0123 | 276.0123 | 276.0123 | 298.3917 | 298.3917 | 447.5875 | 447.5875 | 447.5875 | 820.5771 | 1641.1541 | 1641.1541
|  | 78.2945 | 120.9317 | 409.7956 | 444.8721 | 511.7392 | 624.5874 | 712.4928 | 906.5329 | 1095.9151 | 1590.7324 | 1967.6396 | 2313.404 | 3003.2757 | 4371.3636 | 4875.4638
Site Visit Travel Distance
|  | Euro 3 | Euro 4 | Euro 5 | [34 empty] | Total Emissions
| 1 | 0.667 | 0.638 | 0.626
| 5 | 3.335 | 3.19 | 3.13 | [34 empty] | Captial | 1330 | 2540 | 4610 | 6810 | 11100 | 16400 | 21200 | 54000 | 69900 | 105000 | 140000 | 172000 | 211000 | 244000 | 283000
| 10 | 6.67 | 6.38 | 6.26 | [34 empty] | Operational | 8683.1175 | 9011.7257 | 9417.7983 | 9829.4423 | 10527.1404 | 11295.7314 | 11942.7682 | 15075.3199 | 16641.5364 | 20804.9474 | 24969.4299 | 27067.6442 | 32487.3109 | 36936.6873 | 41468.2067
| 15 | 10.005 | 9.57 | 9.39
| 20 | 13.34 | 12.76 | 12.52
| 30 | 20.01 | 19.14 | 18.78
| 40 | 26.68 | 25.52 | 25.04 | [34 empty] | Captial | 810.61 | 1113.2 | 1685.4 | 2163.7 | 3013.6 | 5419.2 | 6560.6 | 7825.4 | 10694.3 | 14782.3 | 20958.3 | 25032.3 | 29540 | 35317 | 39429
| 50 | 33.35 | 31.9 | 31.3 | [34 empty] | Operational | 9760.2076 | 10555.6028 | 17314.7002 | 17720.8968 | 18533.2899 | 19548.7814 | 20564.2728 | 23600.9901 | 25631.973 | 33423.8344 | 37485.8002 | 41547.766 | 54208.8461 | 82950.3289 | 91074.2605
| 60 | 40.02 | 38.28 | 37.56
| 80 | 53.36 | 51.04 | 50.08
Av
|  | Av | Lo | Hi | [35 empty] | 5 | 10 | 20 | 30 | 50 | 75 | 100 | 150 | 200 | 300 | 400 | 500 | 600 | 800 | 1000
| 1 | 8.932 | 8.764 | 9.338 | [34 empty] | VF | 10013.1175 | 11551.7257 | 14027.7983 | 16639.4423 | 21627.1404 | 27695.7314 | 33142.7682 | 69075.3199 | 86541.5364 | 125804.9474 | 164969.4299 | 199067.6442 | 243487.3109 | 280936.6873 | 324468.2067
| 5 | 44.66 | 43.82 | 46.69 | [34 empty] | AHF | 10570.8176 | 11668.8028 | 19000.1002 | 19884.5968 | 21546.8899 | 24967.9814 | 27124.8728 | 31426.3901 | 36326.273 | 48206.1344 | 58444.1002 | 66580.066 | 83748.8461 | 118267.3289 | 130503.2605
| 10 | 89.32 | 87.64 | 93.38
| 15 | 133.98 | 131.46 | 140.07 | [34 empty] | VF | 15232.7929 | 18879.7204 | 25767.5743 | 32949.7301 | 47097.0011 | 64353.0069 | 81520.2123 | 135606.458 | 175570.8011 | 257622.4425 | 339674.0839 | 418032.2306 | 502689.8456 | 586578.2829 | 672368.0223
| 20 | 178.64 | 175.28 | 186.76 | [34 empty] | AHF | 18717.0745 | 21334.5448 | 28942.9479 | 33103.1012 | 40861.0326 | 57834.7735 | 68268.3796 | 86154.7826 | 110864.6336 | 155579.5717 | 205711.0966 | 246857.0369 | 286726.2205 | 339626.4946 | 379787.2152
| 30 | 267.96 | 262.92 | 280.14
| 40 | 357.28 | 350.56 | 373.52
| 50 | 446.6 | 438.2 | 466.9 | [35 empty] | 5 | 10 | 20 | 30 | 50 | 75 | 100 | 150 | 200 | 300 | 400 | 500 | 600 | 800 | 1000
| 60 | 535.92 | 525.84 | 560.28 |  |  | Travel Distance = | [31 empty] | VF | 152527744.5438 | 218093351.6238 | 361462334.8167 | 548265132.6126 | 1018573453.7456 | 1782303590.2201 | 2701805499.1075 | 9367059462.2696 | 15194166870.1622 | 32410177836.6824 | 56035839979.7452 | 83216691348.8753 | 122398598707.1892 | 164791359669.7238 | 218162046421.2597
| 80 | 714.56 | 701.12 | 747.04 | [34 empty] | AHF | 197854781.0511 | 248948595.5194 | 549918910.2784 | 658241819.5875 | 880428172.2141 | 1444017546.5457 | 1851771113.5925 | 2707533803.8895 | 4027298942.4401 | 7499889752.9966 | 12022599952.4588 | 16435757819.1649 | 24012990096.9893 | 40166718342.7008 | 49563469889.4805
[8 empty] | PE=50 | PE=100 | PE=200
[6 empty] | Travel Distance = 1 | 1 | 12272.4471 | 17291.2871 | 26876.8444
[6 empty] | Travel Distance = 5 | 5 | 13165.6471 | 18184.4871 | 27770.0444
[6 empty] | Travel Distance = 10 | 10 | 14282.1471 | 19300.9871 | 28886.5444
[6 empty] | Travel Distance = 15 | 15 | 15398.6471 | 20417.4871 | 30003.0444
[6 empty] | Travel Distance = 20 | 20 | 16515.1471 | 21533.9871 | 31119.5444
[6 empty] | Travel Distance = 30 | 30 | 18748.1471 | 23766.9871 | 33352.5444
[6 empty] | Travel Distance = 40 | 40 | 20981.1471 | 25999.9871 | 35585.5444
[6 empty] | Travel Distance = 50 | 50 | 23214.1471 | 28232.9871 | 37818.5444
[6 empty] | Travel Distance = 60 | 60 | 25447.1471 | 30465.9871 | 40051.5444
[6 empty] | Travel Distance = 80 | 80 | 29913.1471 | 34931.9871 | 44517.5444
|  | 0.74433 | 0.74433 | 0.74433 | 0.74433 | 0.74433 | 0.74433 | 0.74433 | 0.74433 | 0.74433 | 0.74433 | 0.74433 | 0.74433 | 0.74433 | 0.74433 | 0.74433
|  | 0.2031 | 0.4062 | 0.81239 | 1.2186 | 2.031 | 3.0465 | 4.062 | 6.0929 | 8.1239 | 12.1859 | 16.2479 | 20.3098 | 24.3718 | 32.4957 | 40.6197
|  | 0.38482 | 0.65536 | 1.1179 | 1.5886 | 2.4479 | 4.2536 | 5.4357 | 7.25 | 9.9536 | 14.5321 | 19.8929 | 24.475 | 29.0607 | 34.5214 | 39
|  | 0.065625 | 0.098437 | 0.67 | 0.67 | 0.67 | 0.67 | 0.67 | 1.1162 | 1.1162 | 1.1162 | 1.1162 | 1.1162 | 0.39062 | 0.49375 | 0.49375
|  | 0.55948 | 1.119 | 6.9003 | 6.9003 | 6.9003 | 6.9003 | 6.9003 | 7.4598 | 7.4598 | 11.1897 | 11.1897 | 11.1897 | 20.5144 | 41.0289 | 41.0289
| General Maintanence | 1.1948 | 1.4981 | 2.5322 | 3.0029 | 3.8622 | 5.6679 | 6.85 | 9.1106 | 11.8142 | 16.3927 | 21.7534 | 26.3356 | 30.1957 | 35.7595 | 40.2381
|  | 8.1239 | 16.2479 | 32.4957 | 48.7436 | 81.2393 | 121.859 | 162.4786 | 243.7179 | 324.9573 | 487.4359 | 649.9145 | 812.3932 | 974.8718 | 1299.8291 | 1624.7863
|  | 0.028953 | 0.057907 | 0.11581 | 0.17372 | 0.28953 | 0.4343 | 0.57907 | 0.8686 | 1.1581 | 1.7372 | 2.3163 | 2.8953 | 3.4744 | 4.6325 | 5.7907
|  | 8.1529 | 16.3058 | 32.6115 | 48.9173 | 81.5288 | 122.2933 | 163.0577 | 244.5865 | 326.1154 | 489.1731 | 652.2308 | 815.2885 | 978.3462 | 1304.4616 | 1630.577

## VF
Siphon from ABR feed
PE | 5 | 10 | 20 | 30 | 50 | 75 | 100 | 150 | 200 | 300 | 400 | 500 | 600 | 800 | 1000
Excavation | 27.5 | 55.451 | 110 | 166.419 | 278.091 | 413.996 | 551.936 | 827.992 | 1103.872 | 1655.808 | 2207.744 | 2750 | 3301.375 | 3865.224 | 4435.2
Geotextile | 33.5 | 63.5 | 122 | 179.7 | 294 | 435.8 | 576.9 | 874.552 | 1157.632 | 1736.448 | 2315.264 | 2870 | 3448.375 | 4039.464 | 4636.8
Imperable liner | 33.5 | 63.5 | 122 | 179.7 | 294 | 435.8 | 576.9 | 874.552 | 1157.632 | 1736.448 | 2315.264 | 2870 | 3448.375 | 4039.464 | 4636.8
4_10MM AGGREGATE WASHED GRAVEL | 5.6667 | 11.4263 | 22.6667 | 34.2924 | 57.3036 | 85.3083 | 113.7323 | 234.5977 | 312.7637 | 469.1456 | 625.5275 | 779.1667 | 935.3896 | 1095.1468 | 1256.64
Sharp Sand | 7.3333 | 14.7869 | 29.3333 | 44.3784 | 74.1576 | 110.3989 | 147.1829 | 303.5971 | 404.7531 | 607.1296 | 809.5061 | 1008.3333 | 1210.5042 | 1417.2488 | 1626.24
20-40mm | 3 | 6.0492 | 12 | 18.1548 | 30.3372 | 45.1632 | 60.2112 | 124.1988 | 165.5808 | 248.3712 | 331.1616 | 412.5 | 495.2063 | 579.7836 | 665.28
Piping
1"
Pipe Length | 30.5 | 57.0685 | 100.5 | 147.4694 | 237.6708 | 349.0685 | 447.7136 | 699.4 | 897 | 1345.5 | 1794 | 1794 | 2752.5 | 3237 | 3730.3
Tee Joints | 5 | 9 | 13 | 17 | 23 | 29 | 33 | 58 | 66 | 99 | 132 | 132 | 185 | 222 | 259
Elbows | 5 | 5 | 5 | 5 | 5 | 5 | 5 | 10 | 10 | 15 | 20 | 20 | 25 | 30 | 35
3"
Pipe Length | 28.6 | 54.8975 | 97.2 | 143.7219 | 233.0594 | 343.6036 | 441.0529 | 1338 | 1722.4 | 2583.6 | 3444.8 | 4244 | 5202.5 | 6018.6 | 6965.7
Tee Joints | 2 | 4 | 6 | 8 | 11 | 14 | 16 | 60 | 68 | 102 | 136 | 152 | 190 | 222 | 259
Elbows | 6 | 8 | 10 | 12 | 15 | 18 | 20 | 68 | 76 | 114 | 152 | 168 | 210 | 246 | 287
Tank Connector | 2 | 2 | 2 | 2 | 2 | 2 | 2 | 4 | 4 | 6 | 8 | 8 | 10 | 12 | 14
Concrete Slabs | 16 | 34 | 64 | 98 | 165 | 248 | 322 | 498 | 646 | 969 | 1292 | 1600 | 1960 | 2328 | 2688
1" PVC Mass | 6.76 | 12.3617 | 21.336 | 31.0179 | 49.4902 | 72.2017 | 92.2187 | 144.656 | 184.752 | 277.128 | 369.504 | 369.504 | 565.32 | 665.184 | 766.808
3" PVC Mass | 169.41 | 322.3356 | 566.49 | 834.695 | 1348.4638 | 1983.1104 | 2541.6016 | 7724.22 | 9927.42 | 14891.13 | 19854.84 | 24434.52 | 29958.9 | 34662.51 | 40120.395
Conversions to mass of materials
Excavation (m3) | 27.5 | 55.451 | 110 | 166.419 | 278.091 | 413.996 | 551.936 | 827.992 | 1103.872 | 1655.808 | 2207.744 | 2750 | 3301.375 | 3865.224 | 4435.2
Pea Shingle (kg) | 13216.6667 | 26650.0867 | 52866.6667 | 79981.98 | 133652.22 | 198968.9867 | 265263.7867 | 547164.7133 | 729475.4133 | 1094213.12 | 1458950.8267 | 1817291.6667 | 2181658.6458 | 2554268.86 | 2930928
Sharp Sand | 11733.3333 | 23659.0933 | 46933.3333 | 71005.44 | 118652.16 | 176638.2933 | 235492.6933 | 485755.3067 | 647604.9067 | 971407.36 | 1295209.8133 | 1613333.3333 | 1936806.6667 | 2267598.08 | 2601984
Geotextile (kg) | 30.82 | 58.42 | 112.24 | 165.324 | 270.48 | 400.936 | 530.748 | 804.5878 | 1065.0214 | 1597.5322 | 2130.0429 | 2640.4 | 3172.505 | 3716.3069 | 4265.856
Imperable Liner | 40.2 | 76.2 | 146.4 | 215.64 | 352.8 | 522.96 | 692.28 | 1049.4624 | 1389.1584 | 2083.7376 | 2778.3168 | 3444 | 4138.05 | 4847.3568 | 5564.16
PVC | 176.17 | 334.6973 | 587.826 | 865.7129 | 1397.954 | 2055.3121 | 2633.8203 | 7868.876 | 10112.172 | 15168.258 | 20224.344 | 24804.024 | 30524.22 | 35327.694 | 40887.203
Concrete | 368 | 782 | 1472 | 2254 | 3795 | 5704 | 7406 | 11454 | 14858 | 22287 | 29716 | 36800 | 45080 | 53544 | 61824
PE | 5 | 10 | 20 | 30 | 50 | 75 | 100 | 150 | 200 | 300 | 400 | 500 | 600 | 800 | 1000
Gloabal Warming (kg Co2 eq)
Excavation (m3) | 14.6 | 29.4 | 58.3 | 88 | 147 | 220 | 293 | 439 | 585 | 878 | 1170 | 1460 | 1750 | 2050 | 2350
Pea Shingle (kg) | 65 | 131 | 260 | 393 | 657 | 980 | 1300 | 2680 | 3580 | 5370 | 7150 | 8920 | 10700 | 12500 | 14400
Sharp Sand | 49.1 | 99 | 196 | 297 | 498 | 740 | 987 | 2030 | 2710 | 4050 | 5400 | 6720 | 8100 | 9480 | 10900
Geotextile (kg) | 92.4 | 175 | 336 | 495 | 813 | 1200 | 1590 | 2420 | 3200 | 4790 | 8340 | 7920 | 9510 | 11100 | 12800
Imperable Liner | 116 | 220 | 423 | 624 | 1020 | 1510 | 2000 | 3040 | 4020 | 6030 | 6170 | 9960 | 12000 | 14000 | 16100
PVC | 936 | 1780 | 3120 | 4600 | 7400 | 10900 | 14000 | 41800 | 53700 | 80600 | 107000 | 132000 | 162000 | 188000 | 217000
Concrete | 53.5 | 114 | 214 | 328 | 552 | 829 | 1080 | 1670 | 2160 | 3240 | 4320 | 5350 | 6550 | 7780 | 8990
Total Kg CO2eq | 1330 | 2540 | 4610 | 6810 | 11100 | 16400 | 21200 | 54000 | 69900 | 105000 | 140000 | 172000 | 211000 | 244000 | 283000
Sum | 1326.6 | 2548.4 | 4607.3 | 6825 | 11087 | 16379 | 21250 | 54079 | 69955 | 104958 | 139550 | 172330 | 210610 | 244910 | 282540
PE=
Summary | 5 | 10 | 20 | 30 | 50 | 75 | 100 | 150 | 200 | 300 | 400 | 500 | 600 | 800 | 1000
PE | PE=5 | PE=10 | PE=20 | PE=30 | PE=50 | PE=75 | PE=100 | PE=150 | PE=200 | PE=300 | PE=400 | PE=500 | PE=600 | PE=800 | PE=1000
Excavation | 14.6 | 29.4 | 58.3 | 88 | 147 | 220 | 293 | 439 | 585 | 878 | 1170 | 1460 | 1750 | 2050 | 2350
Media | 167.6 | 344 | 670 | 1018 | 1707 | 2549 | 3367 | 6380 | 8450 | 12660 | 16870 | 20990 | 25350 | 29760 | 34290
Lining | 208.4 | 395 | 759 | 1119 | 1833 | 2710 | 3590 | 5460 | 7220 | 10820 | 14510 | 17880 | 21510 | 25100 | 28900
Piping | 936 | 1780 | 3120 | 4600 | 7400 | 10900 | 14000 | 41800 | 53700 | 80600 | 107000 | 132000 | 162000 | 188000 | 217000
Operational Emissions
Process
Methane | 0.0128 |  |  | and Mander paper |  |  | GWP | 265 |  | TOC factor | 0.5
N2O | 0.00018 | kgN20 / kg TN load |  | WERF and Mander paper |  |  | GWP | 28 |  | BODin | 90 | mg/l | g/m3
Loading |  |  |  | GWP | 265
TN out | 40 | g/m3
Flowrate (m3/d) | 1.875 | 3.75 | 7.5 | 11.25 | 18.75 | 28.125 | 37.5 | 56.25 | 75 | 112.5 | 150 | 187.5 | 225 | 300 | 375
TN loading (g/d) | 75 | 150 | 300 | 450 | 750 | 1125 | 1500 | 2250 | 3000 | 4500 | 6000 | 7500 | 9000 | 12000 | 15000
N2O emission g d-1 | 0.0135 | 0.027 | 0.054 | 0.081 | 0.135 | 0.2025 | 0.27 | 0.405 | 0.54 | 0.81 | 1.08 | 1.35 | 1.62 | 2.16 | 2.7
N2O emission g yr-1 | 4.9309 | 9.8617 | 19.7235 | 29.5852 | 49.3087 | 73.9631 | 98.6175 | 147.9262 | 197.235 | 295.8525 | 394.47 | 493.0875 | 591.705 | 788.94 | 986.175
Kg CO2 eq yr-1 | 1.3067 | 2.6134 | 5.2267 | 7.8401 | 13.0668 | 19.6002 | 26.1336 | 39.2005 | 52.2673 | 78.4009 | 104.5345 | 130.6682 | 156.8018 | 209.0691 | 261.3364
TOC laoding (g/d) | 84.375 | 168.75 | 337.5 | 506.25 | 843.75 | 1265.625 | 1687.5 | 2531.25 | 3375 | 5062.5 | 6750 | 8437.5 | 10125 | 13500 | 16875
CH4 emissions g/d | 1.08 | 2.16 | 4.32 | 6.48 | 10.8 | 16.2 | 21.6 | 32.4 | 43.2 | 64.8 | 86.4 | 108 | 129.6 | 172.8 | 216
CH4 emissions g/yr | 394.47 | 788.94 | 1577.88 | 2366.82 | 3944.7 | 5917.05 | 7889.4 | 11834.1 | 15778.8 | 23668.2 | 31557.6 | 39447 | 47336.4 | 63115.2 | 78894
Kg CO2 eq yr-1 | 11.0452 | 22.0903 | 44.1806 | 66.271 | 110.4516 | 165.6774 | 220.9032 | 331.3548 | 441.8064 | 662.7096 | 883.6128 | 1104.516 | 1325.4192 | 1767.2256 | 2209.032
Process Emissions | 12.3518 | 24.7037 | 49.4074 | 74.1111 | 123.5184 | 185.2776 | 247.0368 | 370.5553 | 494.0737 | 741.1105 | 988.1473 | 1235.1842 | 1482.221 | 1976.2947 | 2470.3684
Maintanence
| PE 5,10,600 ,800 , 1000 |  |  |  |  | PE 20 - 400
Site Visits | 12 | per year |  |  |  | Site Visits | 12 | per year
Reed Harvesting | 1 | per year |  |  |  | Reed Harvesting | 1 | per year
Travel Distance
40 mile average |  | Gaby Spreadsheet
Vehicle
Large Diesel | kg Co2 eq
Euro 3 | 0.667 | per mile
Euro 4 | 0.638 | per mile
Euro 5 | 0.626 | per mile
Miles travelled
| 520 | miles per year
Av.
| PE=5 | P=10 | P=20 | P=30 | PE=50 | PE=75 | PE=100 | PE=150 | PE=200 | PE=300 | PE=400 | PE=500 | PE=600 | PE=800 | PE=1000
Transport | 331.76 | 331.76 | 331.76 | 331.76 | 331.76 | 331.76 | 331.76 | 331.76 | 331.76 | 331.76 | 331.76 | 331.76 | 331.76 | 331.76 | 331.76
Refurbishment
New Media | Excavation |  | Piping and lining remain | [13 empty] | 3.2129 | 6.4757 | 12.8371 | 19.4214 | 32.5071 | 48.4286 | 64.4286 | 127.9714 | 170.8571 | 255.8714 | 340.9286 | 424.8571 | 510.7143 | 597.2857 | 687.1429
Excavation | 2.92 | 5.88 | 11.66 | 17.6 | 29.4 | 44 | 58.6 | 87.8 | 117 | 175.6 | 234 | 292 | 350 | 410 | 470 |  | 0.0063255 | 0.0063255 | 0.0063255 | 0.0063255 | 0.0063255 | 0.0063255 | 0.0063255 | 0.0063255 | 0.0063255 | 0.0063255 | 0.0063255 | 0.0063255 | 0.0063255 | 0.0063255 | 0.0063255
Shingle | 9.82 | 19.8 | 39.2 | 59.4 | 99.6 | 148 | 197.4 | 406 | 542 | 810 | 1080 | 1344 | 1620 | 1896 | 2180
Sand | 9.75 | 19.65 | 39 | 58.95 | 98.55 | 147 | 195 | 402 | 537 | 805.5 | 1072.5 | 1338 | 1605 | 1875 | 2160 |  | 3.2192 | 6.482 | 12.8435 | 19.4278 | 32.5135 | 48.4349 | 64.4349 | 127.9778 | 170.8635 | 255.8778 | 340.9349 | 424.8635 | 510.7206 | 597.292 | 687.1492
[17 empty] | 3.2192 | 6.482 | 12.8435 | 19.4278 | 32.5135 | 48.4349 | 64.4349 | 127.9778 | 170.8635 | 255.8778 | 340.9349 | 424.8635 | 510.7206 | 597.292 | 687.1492
Sum | 22.49 | 45.33 | 89.86 | 135.95 | 227.55 | 339 | 451 | 895.8 | 1196 | 1791.1 | 2386.5 | 2974 | 3575 | 4181 | 4810
Frequency
5 | 4.498 | 9.066 | 17.972 | 27.19 | 45.51 | 67.8 | 90.2 | 179.16 | 239.2 | 358.22 | 477.3 | 594.8 | 715 | 836.2 | 962
6 | 3.7483 | 7.555 | 14.9767 | 22.6583 | 37.925 | 56.5 | 75.1667 | 149.3 | 199.3333 | 298.5167 | 397.75 | 495.6667 | 595.8333 | 696.8333 | 801.6667
7 | 3.2129 | 6.4757 | 12.8371 | 19.4214 | 32.5071 | 48.4286 | 64.4286 | 127.9714 | 170.8571 | 255.8714 | 340.9286 | 424.8571 | 510.7143 | 597.2857 | 687.1429
8 | 2.8113 | 5.6662 | 11.2325 | 16.9937 | 28.4438 | 42.375 | 56.375 | 111.975 | 149.5 | 223.8875 | 298.3125 | 371.75 | 446.875 | 522.625 | 601.25
9 | 2.4989 | 5.0367 | 9.9844 | 15.1056 | 25.2833 | 37.6667 | 50.1111 | 99.5333 | 132.8889 | 199.0111 | 265.1667 | 330.4444 | 397.2222 | 464.5556 | 534.4444
10 | 2.249 | 4.533 | 8.986 | 13.595 | 22.755 | 33.9 | 45.1 | 89.58 | 119.6 | 179.11 | 238.65 | 297.4 | 357.5 | 418.1 | 481
Discharge to Estuary
Effluent
Consent | TSS | 100 | mg/l |  | COD:BOD ratio | 1.8
| BOD5 | 25 | mg/l
| NH4-N | 15 | mg/l |  | N release | 0 |  |  | IF ONLY SOMEONE HAD MADE A GOOD MASS BALANCE OF NITROGEN FOR THESE SYSTEMS, IT WOULD BE VERY USEFUL
TN loading (G/D) | 75 | 150 | 300 | 450 | 750 | 1125 | 1500 | 2250 | 3000 | 4500 | 6000 | 7500 | 9000 | 12000 | 15000
TN effluent laoding | 41.55 | 83.1 | 166.2 | 249.3 | 415.5 | 623.25 | 831 | 1246.5 | 1662 | 2493 | 3324 | 4155 | 4986 | 6648 | 8310
TN effluent (kg yr-1) | 15.1761 | 30.3523 | 60.7046 | 91.0568 | 151.7614 | 227.6421 | 303.5228 | 455.2841 | 607.0455 | 910.5682 | 1214.091 | 1517.6137 | 1821.1365 | 2428.182 | 3035.2275
Cod effluent | 30.818 | 61.6359 | 123.2719 | 184.9078 | 308.1797 | 462.2695 | 616.3594 | 924.5391 | 1232.7188 | 1849.0781 | 2465.4375 | 3081.7969 | 3698.1562 | 4930.875 | 6163.5938
Mid
kg Ch4 yr-1 | 0.77045 | 1.5409 | 3.0818 | 4.6227 | 7.7045 | 11.5567 | 15.409 | 23.1135 | 30.818 | 46.227 | 61.6359 | 77.0449 | 92.4539 | 123.2719 | 154.0898 | 21.5726
kg N2O yr-1 | 0.03794 | 0.075881 | 0.15176 | 0.22764 | 0.3794 | 0.56911 | 0.75881 | 1.1382 | 1.5176 | 2.2764 | 3.0352 | 3.794 | 4.5528 | 6.0705 | 7.5881 | 10.0542
kg CO2 emissions yr-1 | 31.6268 | 63.2535 | 126.5071 | 189.7606 | 316.2677 | 474.4015 | 632.5354 | 948.8031 | 1265.0708 | 1897.6062 | 2530.1415 | 3162.6769 | 3795.2123 | 5060.2831 | 6325.3538 | 4.3145
2.0108
Low Range
kg Ch4 | 0 | 0 | 0 | 0 | 0 | 0 | 0 | 0 | 0 | 0 | 0 | 0 | 0 | 0 | 0
kg N2O | 0.0075881 | 0.015176 | 0.030352 | 0.045528 | 0.075881 | 0.11382 | 0.15176 | 0.22764 | 0.30352 | 0.45528 | 0.60705 | 0.75881 | 0.91057 | 1.2141 | 1.5176
kg CO2 emissions yr-1 | 2.0108 | 4.0217 | 8.0434 | 12.065 | 20.1084 | 30.1626 | 40.2168 | 60.3251 | 80.4335 | 120.6503 | 160.8671 | 201.0838 | 241.3006 | 321.7341 | 402.1676
High Range
kg Ch4 | 1.5409 | 3.0818 | 6.1636 | 9.2454 | 15.409 | 23.1135 | 30.818 | 46.227 | 61.6359 | 92.4539 | 123.2719 | 154.0898 | 184.9078 | 246.5438 | 308.1797
kg N2O | 0.075881 | 0.15176 | 0.30352 | 0.45528 | 0.75881 | 1.1382 | 1.5176 | 2.2764 | 3.0352 | 4.5528 | 6.0705 | 7.5881 | 9.1057 | 12.1409 | 15.1761
kg CO2 emissions yr-1 | 63.2535 | 126.5071 | 253.0142 | 379.5212 | 632.5354 | 948.8031 | 1265.0708 | 1897.6062 | 2530.1415 | 3795.2123 | 5060.2831 | 6325.3538 | 7590.4246 | 10120.5662 | 12650.7077
Mid | 31.6268 | 63.2535 | 126.5071 | 189.7606 | 316.2677 | 474.4015 | 632.5354 | 948.8031 | 1265.0708 | 1897.6062 | 2530.1415 | 3162.6769 | 3795.2123 | 5060.2831 | 6325.3538
Low | 2.0108 | 4.0217 | 8.0434 | 12.065 | 20.1084 | 30.1626 | 40.2168 | 60.3251 | 80.4335 | 120.6503 | 160.8671 | 201.0838 | 241.3006 | 321.7341 | 402.1676
High | 63.2535 | 126.5071 | 253.0142 | 379.5212 | 632.5354 | 948.8031 | 1265.0708 | 1897.6062 | 2530.1415 | 3795.2123 | 5060.2831 | 6325.3538 | 7590.4246 | 10120.5662 | 12650.7077
Operational Emissions
Site Visits | 306.24 | 306.24 | 306.24 | 306.24 | 306.24 | 306.24 | 306.24 | 306.24 | 306.24 | 306.24 | 306.24 | 306.24 | 306.24 | 306.24 | 306.24
Reed Harvesting | 25.52 | 25.52 | 25.52 | 25.52 | 25.52 | 25.52 | 25.52 | 25.52 | 25.52 | 25.52 | 25.52 | 25.52 | 25.52 | 25.52 | 25.52
Process Emissions | 12.3518 | 24.7037 | 49.4074 | 74.1111 | 123.5184 | 185.2776 | 247.0368 | 370.5553 | 494.0737 | 741.1105 | 988.1473 | 1235.1842 | 1482.221 | 1976.2947 | 2470.3684
Refurbishment | 3.2129 | 6.4757 | 12.8371 | 19.4214 | 32.5071 | 48.4286 | 64.4286 | 127.9714 | 170.8571 | 255.8714 | 340.9286 | 424.8571 | 510.7143 | 597.2857 | 687.1429 | 28.7329 | 31.9957 | 38.3571 | 44.9414 | 58.0271 | 73.9486 | 89.9486 | 153.4914 | 196.3771 | 281.3914 | 366.4486 | 450.3771 | 536.2343 | 622.8057 | 712.6629
Discharge | 31.6268 | 63.2535 | 126.5071 | 189.7606 | 316.2677 | 474.4015 | 632.5354 | 948.8031 | 1265.0708 | 1897.6062 | 2530.1415 | 3162.6769 | 3795.2123 | 5060.2831 | 6325.3538
Sum | 378.9515 | 426.1929 | 520.5116 | 615.0531 | 804.0533 | 1039.8677 | 1275.7608 | 1779.0898 | 2261.7616 | 3226.3481 | 4190.9775 | 5154.4783 | 6119.9076 | 7965.6235 | 9814.6251
Overall
| PE=5 | P=10 | P=20 | P=30 | PE=50 | PE=75 | PE=100 | PE=150 | PE=200 | PE=300 | PE=400 | PE=500 | PE=600 | PE=800 | PE=1000
Total Emissions
Captial | 1330 | 2540 | 4610 | 6810 | 11100 | 16400 | 21200 | 54000 | 69900 | 105000 | 140000 | 172000 | 211000 | 244000 | 283000
Operational | 9473.7867 | 10654.8234 | 13012.7897 | 15376.3274 | 20101.3313 | 25996.6934 | 31894.0198 | 44477.244 | 56544.0397 | 80658.7024 | 104774.4365 | 128861.9563 | 152997.6904 | 199140.5872 | 245365.6269
| 10803.7867 | 13194.8234 | 17622.7897 | 22186.3274 | 31201.3313 | 42396.6934 | 53094.0198 | 98477.244 | 126444.0397 | 185658.7024 | 244774.4365 | 300861.9563 | 363997.6904 | 443140.5872 | 528365.6269
| 12.3518 | 24.7037 | 49.4074 | 74.1111 | 123.5184 | 185.2776 | 247.0368 | 370.5553 | 494.0737 | 741.1105 | 988.1473 | 1235.1842 | 1482.221 | 1976.2947 | 2470.3684
| 0.028953 | 0.057907 | 0.11581 | 0.17372 | 0.28953 | 0.4343 | 0.57907 | 0.8686 | 1.1581 | 1.7372 | 2.3163 | 2.8953 | 3.4744 | 4.6325 | 5.7907
| 12.3808 | 24.7616 | 49.5232 | 74.2848 | 123.808 | 185.7119 | 247.6159 | 371.4239 | 495.2318 | 742.8477 | 990.4636 | 1238.0795 | 1485.6954 | 1980.9272 | 2476.159

## Capital Carbon (legacy) (hidden)
IMPACT 2002+
Septic Tank |  |  | Wasteater Scenario | [12 empty] | SAF | [12 empty] | AHF
Disassembly and municipal disposal (disposal of concrete needs to be considered and added)
| Construction |  | Construction Emission (Ton CO2 eq)
Size (PE) | Ground Conditions | Soil Perpulaction | Tank | Fence | Field | Total | Check Column | Propylene Pipe | Gravel | Polypropylene Textile | Excavation | Steel | Concrete | GRP |  | Size (PE) |  | Tank | Fence | Total | Gravel | Polypropylene Textile | Excavation | Steel | Concrete | GRP | Compressor | Mild Steel | PE | Gloabal Warming (kg Co2 eq) | Excavation | Pea Shingle | Crushed Aggregate | Geotextile | Mild Steel | Compressor | PVC | LDPE | Total Kg CO2eq | Stated CO2
5 | Dry | 12 | 0.656 | 2.44 | 0.129 | 3.225 | 0 | 20.0026 | 148.0331 | 19.64 | 14.979 | 1480 | 1247.9375 | 347 |  | 5 | Dry | 3.11 | 1.56 | 4.67 | 71 | 18.7 | 9.76 | 1050 | 511 | 2980 | 31.6 | 0 | 5 |  | 8.96 | 47.6 | 51.5 | 156 | 55.4 | 18.9 | 203 | 14.4 | 555.76
| Dry | 20 | 0.656 | 2.44 | 0.174 | 3.27 | 0 | 26.341 | 178.6606 | 26.6 | 16.387 | 1480 | 1247.9375 | 347 |  |  | Wet | 5.77 | 1.56 | 7.33 | 7.1 | 18.7 | 9.76 | 1050 | 3241 | 2980 | 31.6 | 0 | 10 |  | 15.9 | 95.3 | 72.6 | 193 | 77.4 | 31.5 | 273 | 19.2 | 777.9 | 752
| Dry | 30 | 0.656 | 2.73 | 0.23 | 3.616 | 0 | 34.264 | 216.945 | 35.3 | 18.147 | 1690 | 1349.8641 | 347 | [14 empty] | 20 |  | 28 | 183 | 102 | 322 | 121 | 53.6 | 369 | 29.1 | 1207.7 | 1170
| Dry | 40 | 0.656 | 3.06 | 0.286 | 4.002 | 0 | 42.187 | 255.2294 | 44 | 19.907 | 1900 | 1451.7908 | 347 |  | 10 | Dry | 4.98 | 1.87 | 6.85 | 115 | 31.6 | 15.98 | 1260 | 613 | 4740 | 87.8 | 0 | 30 |  | 40.8 | 279 | 125 | 439 | 129 | 53.6 | 445 | 37.8 | 1549.2 | 1490
| Dry | 50 | 0.656 | 3.38 | 0.341 | 4.377 | 0 | 50.1 | 293.5138 | 52.7 | 21.7 | 2110 | 1553.7174 | 347 |  |  | Wet | 9.23 | 1.87 | 11.1 | 12.1 | 31.6 | 15.98 | 1260 | 4390 | 4740 | 87.8 | 0 | 50 |  | 64.5 | 461 | 161 | 661 | 194 | 53.6 | 563 | 53 | 2211.1 | 2130
| Dry | 60 | 0.656 | 3.67 | 0.398 | 4.724 | 0 | 58 | 331.7982 | 61.4 | 23.4 | 2320 | 1655.6441 | 347
| Dry | 70 | 0.656 | 3.99 | 0.454 | 5.1 | 0 | 66 | 370.0826 | 70.1 | 25.2 | 2530 | 1757.5707 | 347 |  | 20 | Dry | 8.66 | 2.34 | 11 | 275 | 22.9 | 28.9 | 1580 | 767 | 8160 | 180 | 0
| Dry | 80 | 0.656 | 4.28 | 0.51 | 5.446 | 0 | 73.9 | 408.3671 | 78.8 | 26.9 | 2740 | 1859.4974 | 347 |  |  | Wet | 18.635 | 2.34 | 20.975 | 36.2 | 22.9 | 28.9 | 1580 | 10967 | 8160 | 180 | 0
| Dry | 90 | 0.656 | 4.61 | 0.566 | 5.832 | 0 | 81.8 | 446.6515 | 87.5 | 28.7 | 2950 | 1961.4241 | 347
| Dry | 100 | 0.656 | 4.93 | 0.622 | 6.208 | 0 | 89.7 | 484.9359 | 96.2 | 30.5 | 3160 | 2063.3507 | 347 |  | 30 | All | 24.33 | 1.87 | 26.2 | 0 | 0 | 21.68 | 1260 | 3623 | 21200 | 110 | 0
| Wet | 12 | 1.47 | 2.44 | 0.129 | 4.039 | 0 | 20.0026 | 86.778 | 19.64 | 14.979 | 1480 | 2086.84 | 347 |  | 50 | All | 31.31 | 2.49 | 33.8 | 0 | 0 | 34.51 | 1680 | 5068 | 26900 | 132 | 0
| Wet | 20 | 1.47 | 2.44 | 0.174 | 4.084 | 0 | 26.341 | 118.09 | 26.6 | 16.387 | 1480 | 2086.84 | 347
| Wet | 30 | 1.47 | 2.73 | 0.23 | 4.43 | 0 | 34.264 | 157.23 | 35.3 | 18.147 | 1690 | 2187.41 | 347 |  | 75 | All | 45.8 | 2.8 | 48.6 | 0 | 0 | 67.92 | 1890 | 19220 | 27200 | 180 | 111
| Wet | 40 | 1.47 | 3.06 | 0.286 | 4.816 | 0 | 42.187 | 196.37 | 44 | 19.907 | 1900 | 2287.98 | 347
| Wet | 50 | 1.47 | 3.38 | 0.341 | 5.191 | 0 | 50.1 | 229 | 52.7 | 21.7 | 2110 | 2400 | 347 |  | 100 | All | 52.5 | 2.8 | 55.3 | 0 | 0 | 80.72 | 1890 | 22620 | 30200 | 240 | 275
| Wet | 60 | 1.47 | 3.67 | 0.398 | 5.538 | 0 | 58 | 268 | 61.4 | 23.4 | 2320 | 2480 | 347
| Wet | 70 | 1.47 | 3.99 | 0.454 | 5.914 | 0 | 66 | 305 | 70.1 | 25.2 | 2530 | 2590 | 347
| Wet | 80 | 1.47 | 4.28 | 0.51 | 6.26 | 0 | 73.9 | 343 | 78.8 | 26.9 | 2740 | 2680 | 347
| Wet | 90 | 1.47 | 4.61 | 0.566 | 6.646 | 0 | 81.8 | 381 | 87.5 | 28.7 | 2950 | 2790 | 347
| Wet | 100 | 1.47 | 4.93 | 0.622 | 7.022 | 0 | 89.7 | 419 | 96.2 | 30.5 | 3160 | 2900 | 347 |  |  | 5 |  |  | 4.67
[17 empty] | 5 | 7.33 |  | 6.85
10 | All | 12 | 1.585 | 2.53 | 0.196 | 4.311 | 0 | 29.6 | 255.9538 | 30.1 | 19.4 | 1480 | 2070 | 445 |  |  | 10 |  |  | 11
| All | 20 | 1.585 | 2.6522 | 0.23468 | 4.4719 | 0 | 42.2857 | 316.4154 | 43.9923 | 34.7091 | 1480 | 2171.5874 | 445 |  |  | 10 | 11.1
| All | 30 | 1.585 | 3.0672 | 0.34882 | 5.0011 | 0 | 58.1429 | 391.9923 | 61.3577 | 40.7144 | 1691.4286 | 2374.7622 | 445 |  |  | 20
| All | 40 | 1.585 | 3.4825 | 0.46326 | 5.5308 | 0 | 74 | 467.5692 | 78.7231 | 46.7197 | 1902.8571 | 2577.937 | 445 |  |  | 20 | 20.975
| All | 50 | 1.585 | 3.6943 | 0.53579 | 5.8151 | 0 | 68.7143 | 521.3128 | 91.0718 | 50.5275 | 2114.2857 | 2577.937 | 445 |  |  | 30 | 26.2
| All | 60 | 1.585 | 4.0075 | 0.63561 | 6.2281 | 0 | 79.2857 | 588.4923 | 106.5077 | 55.6126 | 2325.7143 | 2679.5244 | 445 |  |  | 50 | 33.8
| All | 70 | 1.585 | 4.2191 | 0.71226 | 6.5164 | 0 | 76.6429 | 646.4346 | 119.8212 | 59.7179 | 2537.1429 | 2679.5244 | 445 |  |  | 75 | 48.6
| All | 80 | 1.585 | 4.5321 | 0.80417 | 6.9213 | 0 | 84.5714 | 709.4154 | 134.2923 | 64.5054 | 2748.5714 | 2781.1118 | 445 |  |  | 100 | 55.3
| All | 90 | 1.585 | 4.7439 | 0.88383 | 7.2127 | 0 | 83.5143 | 769.8769 | 148.1846 | 68.7892 | 2960 | 2781.1118 | 445
| All | 100 | 1.585 | 5.0569 | 0.97078 | 7.6127 | 0 | 89.8571 | 830.3385 | 162.0769 | 73.3983 | 3171.4286 | 2882.6992 | 445
20 | Dry | 12 | 1.24 | 3.57 | 0.33 | 5.3694 | -0.22937 | 48.1 | 521.9507 | 51 | 23.5 | 2230 | 1896.8224 | 598
| Dry | 20 | 1.24 | 4.5582 | 0.50915 | 6.494 | -0.18667 | 73.1957 | 643.0416 | 74.3364 | 37.382 | 2867.1429 | 2200.9202 | 598
| Dry | 30 | 1.24 | 4.8785 | 0.66824 | 6.9671 | -0.18038 | 78.4239 | 764.1325 | 100.5727 | 44.1676 | 3079.5238 | 2302.2862 | 598
| Dry | 40 | 1.24 | 5.1988 | 0.82733 | 7.4402 | -0.17409 | 83.6522 | 885.2234 | 126.8091 | 50.9532 | 3291.9048 | 2403.6521 | 598
| Dry | 50 | 1.24 | 5.5191 | 0.98642 | 7.9133 | -0.1678 | 88.8804 | 1006.3143 | 153.0455 | 57.7388 | 3504.2857 | 2505.0181 | 598
| Dry | 60 | 1.24 | 5.8393 | 1.1455 | 8.3864 | -0.16151 | 94.1087 | 1127.4052 | 179.2818 | 64.5244 | 3716.6667 | 2606.384 | 598
| Dry | 70 | 1.24 | 6.1596 | 1.3046 | 8.8595 | -0.15522 | 99.337 | 1248.4961 | 205.5182 | 71.31 | 3929.0476 | 2707.75 | 598
| Dry | 80 | 1.24 | 6.4799 | 1.4637 | 9.3325 | -0.14893 | 104.5652 | 1369.587 | 231.7545 | 78.0957 | 4141.4286 | 2809.1159 | 598
| Dry | 90 | 1.24 | 6.8002 | 1.6228 | 9.8056 | -0.14265 | 109.7935 | 1490.6779 | 257.9909 | 84.8813 | 4353.8095 | 2910.4819 | 598
| Dry | 100 | 1.24 | 7.1205 | 1.7819 | 10.2787 | -0.13636 | 115.0217 | 1611.7688 | 284.2273 | 91.6669 | 4566.1905 | 3011.8478 | 598
| Wet | 12 | 5.27 | 3.57 | 0.33 | 9.2026 | -0.0326 | 48.1 | 222 | 51 | 23.5 | 2230 | 6030 | 598
| Wet | 20 | 5.27 | 4.5582 | 0.50915 | 10.3272 | 0.010103 | 73.1957 | 343.0909 | 74.3364 | 37.382 | 2867.1429 | 6334.0978 | 598
| Wet | 30 | 5.27 | 4.8785 | 0.66824 | 10.8003 | 0.016393 | 78.4239 | 464.1818 | 100.5727 | 44.1676 | 3079.5238 | 6435.4638 | 598
| Wet | 40 | 5.27 | 5.1988 | 0.82733 | 11.2734 | 0.022682 | 83.6522 | 585.2727 | 126.8091 | 50.9532 | 3291.9048 | 6536.8297 | 598
| Wet | 50 | 5.27 | 5.5191 | 0.98642 | 11.7465 | 0.028971 | 88.8804 | 706.3636 | 153.0455 | 57.7388 | 3504.2857 | 6638.1957 | 598
| Wet | 60 | 5.27 | 5.8393 | 1.1455 | 12.2196 | 0.03526 | 94.1087 | 827.4545 | 179.2818 | 64.5244 | 3716.6667 | 6739.5616 | 598
| Wet | 70 | 5.27 | 6.1596 | 1.3046 | 12.6927 | 0.041549 | 99.337 | 948.5455 | 205.5182 | 71.31 | 3929.0476 | 6840.9276 | 598
| Wet | 80 | 5.27 | 6.4799 | 1.4637 | 13.1658 | 0.047838 | 104.5652 | 1069.6364 | 231.7545 | 78.0957 | 4141.4286 | 6942.2935 | 598
| Wet | 90 | 5.27 | 6.8002 | 1.6228 | 13.6389 | 0.054128 | 109.7935 | 1190.7273 | 257.9909 | 84.8813 | 4353.8095 | 7043.6594 | 598
| Wet | 100 | 5.27 | 7.1205 | 1.7819 | 14.1119 | 0.060417 | 115.0217 | 1311.8182 | 284.2273 | 91.6669 | 4566.1905 | 7145.0254 | 598
30 | Dry | 12 | 4.43 | 4.2 | 0.466 | 5.3026 | 3.7934 | 68.1 | 667.9389 | 71.8 | 29.8 | 2630 | 1580 | 255
| Dry | 20 | 4.43 |  |  | 5.8194 |  | 79.8047 | 819.3905 | 106.5419 | 36.3766 | 2840.4 | 1681.9355 | 255
| Dry | 30 | 4.43 |  |  | 6.6799 |  | 84.0609 | 1001.1325 | 148.2323 | 44.4235 | 3261.2 | 1885.8065 | 255
| Dry | 40 | 4.43 |  |  | 7.2352 |  | 95.7656 | 1182.8744 | 189.9226 | 52.2766 | 3471.6 | 1987.7419 | 255
| Dry | 50 | 4.43 |  |  | 8.1028 |  | 102.416 | 1368.4026 | 232.4815 | 60.4832 | 3892.4 | 2191.6129 | 255
| Dry | 60 | 4.43 |  |  | 8.6509 |  | 111.7266 | 1546.3583 | 273.3032 | 68.1767 | 4102.8 | 2293.5484 | 255
| Dry | 70 | 4.43 |  |  | 9.2093 |  | 119.4652 | 1733.6076 | 316.2569 | 76.2619 | 4313.2 | 2395.4839 | 255
| Dry | 80 | 4.43 |  |  | 9.7541 |  | 127.6875 | 1909.8422 | 356.6839 | 83.8829 | 4523.6 | 2497.4194 | 255
| Dry | 90 | 4.43 |  |  | 10.6269 |  | 136.048 | 2098.0749 | 399.8631 | 92.2034 | 4944.4 | 2701.2903 | 255
| Dry | 100 | 4.43 |  |  | 11.1698 |  | 143.6484 | 2273.326 | 440.0645 | 99.7829 | 5154.8 | 2803.2258 | 255
| Wet | 12 | 5.1717 | 4.2 | 0.466 | 9.8377 | 0 | 68.1 | 313 | 71.8 | 29.8 | 2630 | 6470 | 255 | Why is the GRp so low
| Wet | 20 | 5.1717 |  |  | 10.3541 |  | 79.8047 | 464.4516 | 106.5419 | 36.3766 | 2840.4 | 6571.5351 | 255 | Because the system is HDPE
| Wet | 30 | 5.1717 |  |  | 11.2137 |  | 84.0609 | 646.1935 | 148.2323 | 44.4235 | 3261.2 | 6774.6053 | 255
| Wet | 40 | 5.1717 |  |  | 11.7686 |  | 95.7656 | 827.9355 | 189.9226 | 52.2766 | 3471.6 | 6876.1404 | 255
| Wet | 50 | 5.1717 |  |  | 12.6355 |  | 102.416 | 1013.4637 | 232.4815 | 60.4832 | 3892.4 | 7079.2106 | 255
| Wet | 60 | 5.1717 |  |  | 13.1832 |  | 111.7266 | 1191.4194 | 273.3032 | 68.1767 | 4102.8 | 7180.7457 | 255
| Wet | 70 | 5.1717 |  |  | 13.7411 |  | 119.4652 | 1378.6686 | 316.2569 | 76.2619 | 4313.2 | 7282.2808 | 255
| Wet | 80 | 5.1717 |  |  | 14.2856 |  | 127.6875 | 1554.9032 | 356.6839 | 83.8829 | 4523.6 | 7383.8159 | 255
| Wet | 90 | 5.1717 |  |  | 15.1575 |  | 136.048 | 1743.1359 | 399.8631 | 92.2034 | 4944.4 | 7586.8861 | 255
| Wet | 100 | 5.1717 |  |  | 15.7001 |  | 143.6484 | 1918.3871 | 440.0645 | 99.7829 | 5154.8 | 7688.4212 | 255
50 | Dry | 12 | 2.29 | 4.82 | 0.669 | 8.1379 | -0.3589 | 78.8 | 968.2031 | 107 | 43.9 | 3060 | 2550 | 1330
| Dry | 20 | 2.29 |  |  | 9.1598 |  | 89.3067 | 1210.2901 | 225.2174 | 68.8416 | 3482.069 | 2754.0453 | 1330
| Dry | 30 | 2.29 |  |  | 10.2186 |  | 101.1267 | 1516.6814 | 322.9457 | 85.5973 | 3904.1379 | 2958.0907 | 1330
| Dry | 40 | 2.29 |  |  | 11.5829 |  | 115.5733 | 1815.5075 | 418.2609 | 102.1955 | 4537.2414 | 3264.1587 | 1330
| Dry | 50 | 2.29 |  |  | 12.6466 |  | 128.9087 | 2124.3235 | 516.7625 | 119.08 | 4959.3103 | 3468.204 | 1330
| Dry | 60 | 2.29 |  |  | 13.6928 |  | 141.84 | 2420.7249 | 611.3043 | 135.3054 | 5381.3793 | 3672.2494 | 1330
| Dry | 70 | 2.29 |  |  | 15.0719 |  | 155.8489 | 2730.6186 | 710.1498 | 152.4911 | 6014.4828 | 3978.3174 | 1330
| Dry | 80 | 2.29 |  |  | 16.116 |  | 168.1067 | 3025.9423 | 804.3478 | 168.6593 | 6436.5517 | 4182.3627 | 1330
| Dry | 90 | 2.29 |  |  | 17.183 |  | 182.4962 | 3336.4451 | 903.3875 | 185.6333 | 6858.6207 | 4386.4081 | 1330
| Dry | 100 | 2.29 |  |  | 18.2258 |  | 194.3733 | 3631.1597 | 997.3913 | 201.7691 | 7280.6897 | 4590.4534 | 1330
| Wet | 12 | 9.06 | 4.82 | 0.669 | 14.5837 | -0.0347 | 78.8 | 464 | 107 | 43.9 | 3060 | 9500 | 1330
| Wet | 20 | 9.06 |  |  | 15.651 |  | 89.3067 | 706.087 | 225.2174 | 68.8416 | 3482.069 | 9749.4775 | 1330
| Wet | 30 | 9.06 |  |  | 16.7098 |  | 101.1267 | 1012.4783 | 322.9457 | 85.5973 | 3904.1379 | 9953.5229 | 1330
| Wet | 40 | 9.06 |  |  | 18.0742 |  | 115.5733 | 1311.3043 | 418.2609 | 102.1955 | 4537.2414 | 10259.5909 | 1330
| Wet | 50 | 9.06 |  |  | 19.1378 |  | 128.9087 | 1620.1204 | 516.7625 | 119.08 | 4959.3103 | 10463.6362 | 1330
| Wet | 60 | 9.06 |  |  | 20.184 |  | 141.84 | 1916.5217 | 611.3043 | 135.3054 | 5381.3793 | 10667.6816 | 1330
| Wet | 70 | 9.06 |  |  | 21.5631 |  | 155.8489 | 2226.4155 | 710.1498 | 152.4911 | 6014.4828 | 10973.7496 | 1330
| Wet | 80 | 9.06 |  |  | 22.6072 |  | 168.1067 | 2521.7391 | 804.3478 | 168.6593 | 6436.5517 | 11177.7949 | 1330
| Wet | 90 | 9.06 |  |  | 23.6742 |  | 182.4962 | 2832.242 | 903.3875 | 185.6333 | 6858.6207 | 11381.8403 | 1330
| Wet | 100 | 9.06 |  |  | 24.7171 |  | 194.3733 | 3126.9565 | 997.3913 | 201.7691 | 7280.6897 | 11585.8856 | 1330
75 | Dry | 12 | 2.81 | 5.44 | 0.904 | 9.5687 | -0.41471 | 82.8 | 1232.4142 | 148 | 55.5 | 3480 | 2910 | 1660
| Dry | 20 | 2.81 |  |  | 10.9917 |  | 100.8797 | 1599.5743 | 232.1172 | 71.3567 | 4112.7273 | 3215.0362 | 1660
| Dry | 30 | 2.81 |  |  | 12.5346 |  | 121.8418 | 2058.8399 | 337.3359 | 91.0471 | 4745.4545 | 3520.0724 | 1660
| Dry | 40 | 2.81 |  |  | 14.0585 |  | 141.4937 | 2504.2267 | 439.375 | 110.1599 | 5378.1818 | 3825.1086 | 1660
| Dry | 50 | 2.81 |  |  | 15.9117 |  | 161.6282 | 2962.1642 | 544.2895 | 129.9865 | 6221.8182 | 4231.8235 | 1660
| Dry | 60 | 2.81 |  |  | 17.453 |  | 182.0506 | 3420.5636 | 649.3098 | 149.6408 | 6854.5455 | 4536.8596 | 1660
| Dry | 70 | 2.81 |  |  | 19.3075 |  | 202.6329 | 3879.2197 | 754.3889 | 169.4973 | 7698.1818 | 4943.5746 | 1660
| Dry | 80 | 2.81 |  |  | 20.8248 |  | 220.1013 | 4321.1017 | 855.625 | 188.4642 | 8330.9091 | 5248.6107 | 1660
| Dry | 90 | 2.81 |  |  | 22.3663 |  | 240.6009 | 4779.6251 | 960.6737 | 208.1237 | 8963.6364 | 5553.6469 | 1660
| Dry | 100 | 2.81 |  |  | 24.2209 |  | 261.1979 | 5238.3048 | 1065.7582 | 227.9812 | 9807.2727 | 5960.3618 | 1660
| Wet | 12 | 10.7 | 5.44 | 0.904 | 17.0723 | -0.0283 | 82.8 | 646 | 148 | 55.5 | 3480 | 11000 | 1660
| Wet | 20 | 10.7 | 4.14 |  | 18.5084 |  | 100.8797 | 1013.1602 | 232.1172 | 71.3567 | 4112.7273 | 11318.1973 | 1660
| Wet | 30 | 10.7 |  |  | 20.0513 |  | 121.8418 | 1472.4258 | 337.3359 | 91.0471 | 4745.4545 | 11623.2335 | 1660
| Wet | 40 | 10.7 |  |  | 21.5753 |  | 141.4937 | 1917.8125 | 439.375 | 110.1599 | 5378.1818 | 11928.2697 | 1660
| Wet | 50 | 10.7 |  |  | 23.4285 |  | 161.6282 | 2375.75 | 544.2895 | 129.9865 | 6221.8182 | 12334.9846 | 1660
| Wet | 60 | 10.7 |  |  | 24.9697 |  | 182.0506 | 2834.1495 | 649.3098 | 149.6408 | 6854.5455 | 12640.0207 | 1660
| Wet | 70 | 10.7 |  |  | 26.8242 |  | 202.6329 | 3292.8056 | 754.3889 | 169.4973 | 7698.1818 | 13046.7357 | 1660
| Wet | 80 | 10.7 |  |  | 28.3416 |  | 220.1013 | 3734.6875 | 855.625 | 188.4642 | 8330.9091 | 13351.7718 | 1660
| Wet | 90 | 10.7 |  |  | 29.8831 |  | 240.6009 | 4193.2109 | 960.6737 | 208.1237 | 8963.6364 | 13656.808 | 1660
| Wet | 100 | 10.7 |  |  | 31.7376 |  | 261.1979 | 4651.8906 | 1065.7582 | 227.9812 | 9807.2727 | 14063.5229 | 1660
100 | Dry | 12 | 4.7733 | 5.787 | 0.7744 | 11.3347 | 0 | 94.9 | 1863.0184 | 190 | 76.8 | 3690 | 3210 | 2210
| Dry | 20 | 4.7733 | 7.0396 | 1.4115 | 13.2245 | 0 | 115.9889 | 2347.7013 | 301.2195 | 97.7201 | 4533.4286 | 3618.4059 | 2210
| Dry | 30 | 4.7551 | 8.2922 | 2.2262 | 15.2735 | 0 | 142.35 | 2953.555 | 440.2439 | 123.6789 | 5376.8571 | 4026.8119 | 2210
| Dry | 40 | 4.7158 | 9.858 | 3.0619 | 17.6357 | 0 | 168.7111 | 3559.4086 | 579.2683 | 149.829 | 6431.1429 | 4537.3193 | 2210
| Dry | 50 | 4.6386 | 11.1106 | 3.9355 | 19.6847 | 0 | 195.0722 | 4165.2623 | 718.2927 | 175.7878 | 7274.5714 | 4945.7252 | 2210
| Dry | 60 | 4.6278 | 12.6763 | 4.7428 | 22.0469 | 0 | 221.4333 | 4771.116 | 857.3171 | 201.9379 | 8328.8571 | 5456.2326 | 2210
| Dry | 70 | 4.577 | 13.9289 | 5.5901 | 24.0959 | 0 | 247.7944 | 5376.9696 | 996.3415 | 227.8967 | 9172.2857 | 5864.6385 | 2210
| Dry | 80 | 4.5758 | 15.4947 | 6.3877 | 26.4581 | 0 | 274.1556 | 5982.8233 | 1135.3659 | 254.0469 | 10226.5714 | 6375.1459 | 2210
| Dry | 90 | 4.5383 | 16.7473 | 7.2216 | 28.5071 | 0 | 300.5167 | 6588.6769 | 1274.3902 | 280.0057 | 11070 | 6783.5519 | 2210
| Dry | 100 | 4.5412 | 18.313 | 8.0152 | 30.8693 | 0 | 326.8778 | 7194.5306 | 1413.4146 | 306.1558 | 12124.2857 | 7294.0593 | 2210
| Wet | 12 | 11.3408 | 5.76 | 1.15 | 18.2508 | 0 | 94.9 | 828 | 190 | 76.8 | 3690 | 11161.0525 | 2210
| Wet | 20 | 11.6893 | 7.0396 | 1.4115 | 20.1405 | 0 | 115.9889 | 1312.6829 | 301.2195 | 97.7201 | 4533.4286 | 11569.4584 | 2210
| Wet | 30 | 11.6711 | 8.2922 | 2.2262 | 22.1895 | 0 | 142.35 | 1918.5366 | 440.2439 | 123.6789 | 5376.8571 | 11977.8643 | 2210
| Wet | 40 | 11.6319 | 9.858 | 3.0619 | 24.5517 | 0 | 168.7111 | 2524.3902 | 579.2683 | 149.829 | 6431.1429 | 12488.3717 | 2210
| Wet | 50 | 11.5547 | 11.1106 | 3.9355 | 26.6007 | 0 | 195.0722 | 3130.2439 | 718.2927 | 175.7878 | 7274.5714 | 12896.7777 | 2210
| Wet | 60 | 11.5438 | 12.6763 | 4.7428 | 28.9629 | 0 | 221.4333 | 3736.0976 | 857.3171 | 201.9379 | 8328.8571 | 13407.2851 | 2210
| Wet | 70 | 11.493 | 13.9289 | 5.5901 | 31.012 | 0 | 247.7944 | 4341.9512 | 996.3415 | 227.8967 | 9172.2857 | 13815.691 | 2210
| Wet | 80 | 11.4918 | 15.4947 | 6.3877 | 33.3741 | 0 | 274.1556 | 4947.8049 | 1135.3659 | 254.0469 | 10226.5714 | 14326.1984 | 2210
| Wet | 90 | 11.4543 | 16.7473 | 7.2216 | 35.4232 | 0 | 300.5167 | 5553.6585 | 1274.3902 | 280.0057 | 11070 | 14734.6043 | 2210
| Wet | 100 | 11.4572 | 18.313 | 8.0152 | 37.7854 | 0 | 326.8778 | 6159.5122 | 1413.4146 | 306.1558 | 12124.2857 | 15245.1117 | 2210

## Fences (hidden)
Steel Palasade
No. fence posts | 10 | 11 | 12 | 13 | 14 | 15 | 16 | 17 | 18 | 19 | 20 | 21 | 22 | 23 | 24 | 25 | 26 | 27 | 28 | 29 | 30 | 31 | 32 | 33 | 34 | 35 | 36 | 37 | 38 | 39 | 40 | 41 | 42 | 43 | 44 | 45

## Operational Emissions (Legacy) (hidden)
[7 empty] | gCo captia d-1 | Impact factor
[6 empty] | Methane | 11 | 28 | [11 empty] | SAFs
[6 empty] | Nitrous | 0.005 | 268 | [15 empty] | 1883.4 | 3942 | 6132 | 9636 | 14892 | 31448.4
[21 empty] | PE | Blower Rating (W) | Yearly kWH usage
[12 empty] | Processing | 5.1967 | [7 empty] | 5 | 86 | 753.36 |  | 0.75336
[12 empty] | Transport | 31.5975 | [7 empty] | 10 | 215 | 1883.4 |  | 1.8834
[21 empty] | 20 | 450 | 3942 |  | 3.942
|  | PE | Methane (gCO2 d-1) | Nitrous |  |  |  | Process |  | Sludge Treeatment | [10 empty] | 30 | 700 | 6132 |  | 6.132
|  | 5 | 1540 | 6.7 |  | 1546.7 |  | 0.56455 |  | 25.9834 | 0.025983 |  | 0.59053 | [7 empty] | 50 | 1100 | 9636 |  | 9.636
|  | 10 | 3080 | 13.4 |  | 3093.4 |  | 1.1291 |  | 51.9667 | 0.051967 |  | 1.1811 | [7 empty] | 75 | 1700 | 14892 |  | 14.892
|  | 20 | 6160 | 26.8 |  | 6186.8 |  | 2.2582 |  | 103.9334 | 0.10393 |  | 2.3621 | [7 empty] | 100 | 3590 | 31448.4 |  | 31.4484
|  | 30 | 9240 | 40.2 |  | 9280.2 |  | 3.3873 |  | 155.9001 | 0.1559 |  | 3.5432
|  | 50 | 15400 | 67 |  | 15467 |  | 5.6455 |  | 259.8335 | 0.25983 |  | 5.9053
|  | 75 | 23100 | 100.5 |  | 23200.5 |  | 8.4682 |  | 389.7502 | 0.38975 |  | 8.8579 | [10 empty] | PE
|  | 100 | 30800 | 134 |  | 30934 |  | 11.2909 |  | 519.667 | 0.51967 |  | 11.8106 | [8 empty] | Year |  | 5 | 10 | 20 | 30 | 50 | 75 | 100
[22 empty] | 2021 | 134.634 | 0.10143 | 0.25357 | 0.53073 | 0.82558 | 1.2973 | 2.005 | 4.234
|  |  | Delsudging | [9 empty] | Delsudging | [8 empty] | 2022 | 129.1029 | 0.097261 | 0.24315 | 0.50892 | 0.79166 | 1.244 | 1.9226 | 4.0601 |  |  |  | 5 | 1.6199 |  | 1.4158 | 1.8946 |  | 0.20408 | 0.27473
|  | Distance | 4 | 2 | 1 | 0.66667 | 0.5 | 0.25 | 0.14286 |  |  | Distance | 4 | 2 | 1 | 0.66667 | 0.5 | 0.25 | 0.14286 |  |  | 2023 | 123.7991 | 0.093265 | 0.23316 | 0.48802 | 0.75914 | 1.1929 | 1.8436 | 3.8933 |  |  |  | 10 | 4.0497 |  | 3.5395 | 4.7365 |  | 0.51021 | 0.68683
|  | 5 | 631.95 | 315.975 | 157.9875 | 105.325 | 78.9938 | 39.4969 | 22.5696 |  |  | 5 | 0.63195 | 0.31598 | 0.15799 | 0.10533 | 0.078994 | 0.039497 | 0.02257 |  |  | 2024 | 118.7131 | 0.089434 | 0.22358 | 0.46797 | 0.72795 | 1.1439 | 1.7679 | 3.7333 |  |  |  | 20 | 8.4761 |  | 7.4082 | 9.9136 |  | 1.0679 | 1.4376
|  | 10 | 1263.9 | 631.95 | 315.975 | 210.65 | 157.9875 | 78.9938 | 45.1393 |  |  | 10 | 1.2639 | 0.63195 | 0.31598 | 0.21065 | 0.15799 | 0.078994 | 0.045139 |  |  | 2025 | 113.8361 | 0.08576 | 0.2144 | 0.44874 | 0.69804 | 1.0969 | 1.6952 | 3.58 |  |  |  | 30 | 13.185 |  | 11.5239 | 15.4212 |  | 1.6611 | 2.2362
|  | 20 | 2527.8 | 1263.9 | 631.95 | 421.3 | 315.975 | 157.9875 | 90.2786 |  |  | 20 | 2.5278 | 1.2639 | 0.63195 | 0.4213 | 0.31598 | 0.15799 | 0.090279 |  |  | 2026 | 109.1595 | 0.082236 | 0.20559 | 0.43031 | 0.66937 | 1.0519 | 1.6256 | 3.4329 |  |  |  | 50 | 20.7193 |  | 18.1089 | 24.2333 |  | 2.6104 | 3.514
|  | 30 | 3791.7 | 1895.85 | 947.925 | 631.95 | 473.9625 | 236.9812 | 135.4179 |  |  | 30 | 3.7917 | 1.8958 | 0.94792 | 0.63195 | 0.47396 | 0.23698 | 0.13542 |  |  | 2027 | 104.6749 | 0.078858 | 0.19714 | 0.41263 | 0.64187 | 1.0086 | 1.5588 | 3.2919 |  |  |  | 75 | 32.0207 |  | 27.9865 | 37.4515 |  | 4.0342 | 5.4308
|  | 40 | 5055.6 | 2527.8 | 1263.9 | 842.6 | 631.95 | 315.975 | 180.5571 |  |  | 40 | 5.0556 | 2.5278 | 1.2639 | 0.8426 | 0.63195 | 0.31598 | 0.18056 |  |  | 2028 | 100.3747 | 0.075618 | 0.18905 | 0.39568 | 0.6155 | 0.96721 | 1.4948 | 3.1566 |  |  |  | 100 | 67.6202 |  | 59.1009 | 79.0887 |  | 8.5193 | 11.4685
|  | 50 | 6319.5 | 3159.75 | 1579.875 | 1053.25 | 789.9375 | 394.9688 | 225.6964 |  |  | 50 | 6.3195 | 3.1597 | 1.5799 | 1.0533 | 0.78994 | 0.39497 | 0.2257 |  |  | 2029 | 96.251 | 0.072512 | 0.18128 | 0.37942 | 0.59021 | 0.92747 | 1.4334 | 3.0269
|  | 60 | 7583.4 | 3791.7 | 1895.85 | 1263.9 | 947.925 | 473.9625 | 270.8357 |  |  | 60 | 7.5834 | 3.7917 | 1.8958 | 1.2639 | 0.94792 | 0.47396 | 0.27084 |  |  | 2030 | 92.2968 | 0.069533 | 0.17383 | 0.36383 | 0.56596 | 0.88937 | 1.3745 | 2.9026 |  |  |  | 5 | 0.32397 |  | 0.28316 | 0.37892 |  | 0.040817 | 0.054947
|  | 70 | 8847.3 | 4423.65 | 2211.825 | 1474.55 | 1105.9125 | 552.9562 | 315.975 |  |  | 70 | 8.8473 | 4.4236 | 2.2118 | 1.4745 | 1.1059 | 0.55296 | 0.31597 |  |  | 2031 | 88.5051 | 0.066676 | 0.16669 | 0.34889 | 0.54271 | 0.85283 | 1.318 | 2.7833 |  |  |  | 10 | 0.40497 |  | 0.35395 | 0.47365 |  | 0.051021 | 0.068683
|  | 80 | 10111.2 | 5055.6 | 2527.8 | 1685.2 | 1263.9 | 631.95 | 361.1143 |  |  | 80 | 10.1112 | 5.0556 | 2.5278 | 1.6852 | 1.2639 | 0.63195 | 0.36111 |  |  | 2032 | 84.8691 | 0.063937 | 0.15984 | 0.33455 | 0.52042 | 0.8178 | 1.2639 | 2.669 |  |  |  | 20 | 0.4238 |  | 0.37041 | 0.49568 |  | 0.053394 | 0.071878
[22 empty] | 2033 | 81.3825 | 0.06131 | 0.15328 | 0.32081 | 0.49904 | 0.7842 | 1.2119 | 2.5593 |  |  |  | 30 | 0.4395 |  | 0.38413 | 0.51404 |  | 0.055372 | 0.07454
[6 empty] | Per year |  |  | for 25 years | [12 empty] | 2034 | 78.0391 | 0.058792 | 0.14698 | 0.30763 | 0.47854 | 0.75198 | 1.1622 | 2.4542 |  |  |  | 50 | 0.41439 |  | 0.36218 | 0.48467 |  | 0.052208 | 0.070281
[22 empty] | 2035 | 74.8331 | 0.056376 | 0.14094 | 0.29499 | 0.45888 | 0.72109 | 1.1144 | 2.3534 |  |  |  | 75 | 0.42694 |  | 0.37315 | 0.49935 |  | 0.05379 | 0.07241
[22 empty] | 2036 | 71.7587 | 0.05406 | 0.13515 | 0.28287 | 0.44002 | 0.69147 | 1.0686 | 2.2567 |  |  |  | 100 | 0.6762 |  | 0.59101 | 0.79089 |  | 0.085193 | 0.11469
[22 empty] | 2037 | 68.8107 | 0.051839 | 0.1296 | 0.27125 | 0.42195 | 0.66306 | 1.0247 | 2.164
| Transport Emissions | [20 empty] | 2038 | 65.9838 | 0.04971 | 0.12427 | 0.26011 | 0.40461 | 0.63582 | 0.98263 | 2.0751 |  |  |  | 5 | 4.67 | 0.934 | 0.32397
[22 empty] | 2039 | 63.2731 | 0.047667 | 0.11917 | 0.24942 | 0.38799 | 0.6097 | 0.94226 | 1.9898 |  |  |  | 10 | 6.85 | 0.685 | 0.40497
[22 empty] | 2040 | 60.6737 | 0.045709 | 0.11427 | 0.23918 | 0.37205 | 0.58465 | 0.90355 | 1.9081 |  |  |  | 20 | 11 | 0.55 | 0.4238
| PE | Volume | Desludging Volume | Desludging Mass |  | Lorry Weight Class | [15 empty] | 2041 | 58.1811 | 0.043831 | 0.10958 | 0.22935 | 0.35677 | 0.56063 | 0.86643 | 1.8297 |  |  |  | 30 | 26.2 | 0.87333 | 0.4395
| 5 | 2800 | 840 | 840 |  | 3.5 - 7.5 |  | https://fourjays.co.uk/product/tankers-disposal-vehicles/ | [13 empty] | 2042 | 55.7908 | 0.042031 | 0.10508 | 0.21993 | 0.34211 | 0.5376 | 0.83084 | 1.7545 |  |  |  | 50 | 33.8 | 0.676 | 0.41439
| 10 | 3800 | 1140 | 1140 |  | 3.5 - 7.5 | [15 empty] | 2043 | 53.4988 | 0.040304 | 0.10076 | 0.21089 | 0.32805 | 0.51551 | 0.7967 | 1.6825 |  |  |  | 75 | 48.6 | 0.648 | 0.42694
| 20 | 5700 | 1710 | 1710 |  | 3.5 - 7.5 | [15 empty] | 2044 | 51.301 | 0.038648 | 0.09662 | 0.20223 | 0.31458 | 0.49434 | 0.76397 | 1.6133 |  |  |  | 100 | 55.3 | 0.553 | 0.6762
| 30 | 8000 | 2400 | 2400 |  | 7.5 - 16 | [15 empty] | 2045 | 49.1934 | 0.03706 | 0.092651 | 0.19392 | 0.30165 | 0.47403 | 0.73259 | 1.5471
| 50 | 12000 | 3600 | 3600 |  | 7.5 - 16 | [15 empty] | 2046 | 47.1724 | 0.035538 | 0.088845 | 0.18595 | 0.28926 | 0.45455 | 0.70249 | 1.4835
| 75 | 15000 | 4500 | 4500 |  | 7.5 - 16
| 100 | 20000 | 6000 | 6000 |  | 7.5 - 16 | this needs checking | [15 empty] | tCo2 eq | 1.6394 | 4.0985 | 8.5782 | 13.3439 | 20.969 | 32.4066 | 68.4351
[23 empty] | tCo2 eq | 1.6199 | 4.0497 | 8.4761 | 13.185 | 20.7193 | 32.0207 | 67.6202
|  |  | Lorry Weight Class | [7 empty] | 4 | 100 | 100 | 50 | 25 | 16 | 12 | 6 | 3 |  |  | Error
|  |  | 3.5 - 7.5 | 7.5 - 16 | [6 empty] | 2 | 50 | [13 empty] | Low Projection | [8 empty] | High Projection
From 2005 |  | Euro 3 | 0.533 | 0.221 | kgCO2 / tkm | [5 empty] | 1 | 25 | [10 empty] | Low | High |  | 5 | 10 | 20 | 30 | 50 | 75 | 100 |  |  | 5 | 10 | 20 | 30 | 50 | 75 | 100
|  | Euro 4 | 0.527 | 0.219 | kgCO2 / tkm | [5 empty] | 0.66667 | 16 | [9 empty] | 2021 | 123.7698 | 145.8644 |  | 0.093243 | 0.23311 | 0.4879 | 0.75896 | 1.1926 | 1.8432 | 3.8924 |  |  | 0.10989 | 0.27472 | 0.575 | 0.89444 | 1.4055 | 2.1722 | 4.5872
|  | Euro 5 | 0.528 | 0.22 | kgCO2 / tkm | [5 empty] | 0.5 | 12 | [9 empty] | 2022 | 117.9471 | 140.747 |  | 0.088857 | 0.22214 | 0.46495 | 0.72325 | 1.1365 | 1.7565 | 3.7092 |  |  | 0.10603 | 0.26508 | 0.55482 | 0.86306 | 1.3562 | 2.096 | 4.4263
|  | Euro 6 | 0.529 | 0.219 | kgCO2 / tkm | [5 empty] | 0.25 | 6 | [9 empty] | 2023 | 112.3984 | 135.8092 |  | 0.084676 | 0.21169 | 0.44307 | 0.68923 | 1.0831 | 1.6738 | 3.5347 |  |  | 0.10231 | 0.25578 | 0.53536 | 0.83278 | 1.3087 | 2.0225 | 4.271
|  |  | 0.52925 | 0.21975 | [6 empty] | 0.14286 | 3 | [9 empty] | 2024 | 107.1107 | 131.0446 |  | 0.080693 | 0.20173 | 0.42223 | 0.6568 | 1.0321 | 1.5951 | 3.3685 |  |  | 0.098724 | 0.24681 | 0.51658 | 0.80357 | 1.2627 | 1.9515 | 4.1211
[22 empty] | 2025 | 102.0717 | 126.4472 |  | 0.076897 | 0.19224 | 0.40237 | 0.6259 | 0.98356 | 1.5201 | 3.21 |  |  | 0.09526 | 0.23815 | 0.49845 | 0.77537 | 1.2184 | 1.8831 | 3.9766
|  |  | 9.5265 | [18 empty] | 2026 | 97.2698 | 122.0111 |  | 0.073279 | 0.1832 | 0.38344 | 0.59646 | 0.93729 | 1.4485 | 3.059 |  |  | 0.091918 | 0.2298 | 0.48097 | 0.74817 | 1.1757 | 1.817 | 3.8371
[22 empty] | 2027 | 92.6938 | 117.7306 |  | 0.069832 | 0.17458 | 0.3654 | 0.5684 | 0.8932 | 1.3804 | 2.9151 |  |  | 0.088694 | 0.22173 | 0.46409 | 0.72192 | 1.1345 | 1.7532 | 3.7024
[7 empty] | Desludging Frequency | [14 empty] | 2028 | 88.3331 | 113.6003 |  | 0.066547 | 0.16637 | 0.34821 | 0.54166 | 0.85118 | 1.3155 | 2.7779 |  |  | 0.085582 | 0.21395 | 0.44781 | 0.6966 | 1.0947 | 1.6917 | 3.5725
|  |  | Distance (mile) | tkm | Emission Per Trip | Emission per mile | 4 | 2 | 1 | 0.66667 | 0.5 | 0.25 | 0.14286 | [8 empty] | 2029 | 84.1775 | 109.6149 |  | 0.063416 | 0.15854 | 0.33183 | 0.51618 | 0.81113 | 1.2536 | 2.6472 |  |  | 0.082579 | 0.20645 | 0.4321 | 0.67216 | 1.0562 | 1.6324 | 3.4472
|  | 5 | 5 | 6.7592 | 3.5773 | 0.71546 | 357.7321 | 178.8661 | 89.433 | 57.2371 | 42.9279 | 21.4639 | 10.732 | [8 empty] | 2030 | 80.2174 | 105.7693 |  | 0.060433 | 0.15108 | 0.31622 | 0.49189 | 0.77297 | 1.1946 | 2.5227 |  |  | 0.079682 | 0.19921 | 0.41694 | 0.64858 | 1.0192 | 1.5751 | 3.3263
|  |  | 10 | 13.5185 | 7.1546 | 0.71546 | 715.4643 | 357.7321 | 178.8661 | 114.4743 | 85.8557 | 42.9279 | 21.4639 | [8 empty] | 2031 | 76.4436 | 102.0586 |  | 0.05759 | 0.14397 | 0.30134 | 0.46875 | 0.73661 | 1.1384 | 2.404 |  |  | 0.076887 | 0.19222 | 0.40231 | 0.62582 | 0.98344 | 1.5199 | 3.2096
|  |  | 20 | 27.0369 | 14.3093 | 0.71546 | 1430.9286 | 715.4643 | 357.7321 | 228.9486 | 171.7114 | 85.8557 | 42.9279 | [8 empty] | 2032 | 72.8474 | 98.4781 |  | 0.05488 | 0.1372 | 0.28716 | 0.4467 | 0.70196 | 1.0848 | 2.2909 |  |  | 0.074189 | 0.18547 | 0.3882 | 0.60387 | 0.94893 | 1.4665 | 3.097
|  |  | 30 | 40.5554 | 21.4639 | 0.71546 | 2146.3929 | 1073.1964 | 536.5982 | 343.4229 | 257.5671 | 128.7836 | 64.3918 | [8 empty] | 2033 | 69.4203 | 95.0232 |  | 0.052298 | 0.13075 | 0.27365 | 0.42569 | 0.66893 | 1.0338 | 2.1832 |  |  | 0.071587 | 0.17897 | 0.37458 | 0.58268 | 0.91564 | 1.4151 | 2.9883
|  |  | 40 | 54.0738 | 28.6186 | 0.71546 | 2861.8571 | 1430.9286 | 715.4643 | 457.8971 | 343.4229 | 171.7114 | 85.8557 | [8 empty] | 2034 | 66.1545 | 91.6895 |  | 0.049838 | 0.1246 | 0.26078 | 0.40566 | 0.63746 | 0.98517 | 2.0805 |  |  | 0.069075 | 0.17269 | 0.36144 | 0.56224 | 0.88352 | 1.3654 | 2.8835
|  |  | 50 | 67.5923 | 35.7732 | 0.71546 | 3577.3214 | 1788.6607 | 894.3304 | 572.3714 | 429.2786 | 214.6393 | 107.3196 | [8 empty] | 2035 | 63.0423 | 88.4728 |  | 0.047494 | 0.11873 | 0.24851 | 0.38658 | 0.60748 | 0.93883 | 1.9826 |  |  | 0.066652 | 0.16663 | 0.34876 | 0.54252 | 0.85252 | 1.3175 | 2.7823
|  |  | 60 | 81.1107 | 42.9279 | 0.71546 | 4292.7857 | 2146.3929 | 1073.1964 | 686.8457 | 515.1343 | 257.5671 | 128.7836 | [8 empty] | 2036 | 60.0765 | 85.3689 |  | 0.045259 | 0.11315 | 0.23682 | 0.36839 | 0.5789 | 0.89466 | 1.8893 |  |  | 0.064314 | 0.16078 | 0.33652 | 0.52348 | 0.82261 | 1.2713 | 2.6847
|  |  | 70 | 94.6292 | 50.0825 | 0.71546 | 5008.25 | 2504.125 | 1252.0625 | 801.32 | 600.99 | 300.495 | 150.2475 | [8 empty] | 2037 | 57.2502 | 82.3739 |  | 0.04313 | 0.10783 | 0.22568 | 0.35106 | 0.55166 | 0.85257 | 1.8004 |  |  | 0.062057 | 0.15514 | 0.32472 | 0.50512 | 0.79376 | 1.2267 | 2.5905
|  |  | 80 | 108.1476 | 57.2371 | 0.71546 | 5723.7143 | 2861.8571 | 1430.9286 | 915.7943 | 686.8457 | 343.4229 | 171.7114 | [8 empty] | 2038 | 54.5569 | 79.484 |  | 0.041101 | 0.10275 | 0.21506 | 0.33454 | 0.52571 | 0.81246 | 1.7157 |  |  | 0.05988 | 0.1497 | 0.31333 | 0.4874 | 0.76591 | 1.1837 | 2.4996
|  | 10 | 5 | 9.1732 | 4.8549 | 0.97099 | 485.4936 | 242.7468 | 121.3734 | 77.679 | 58.2592 | 29.1296 | 14.5648 | [8 empty] | 2039 | 51.9903 | 76.6955 |  | 0.039167 | 0.097919 | 0.20495 | 0.3188 | 0.50098 | 0.77424 | 1.635 |  |  | 0.057779 | 0.14445 | 0.30233 | 0.4703 | 0.73904 | 1.1421 | 2.412
|  |  | 10 | 18.3465 | 9.7099 | 0.97099 | 970.9872 | 485.4936 | 242.7468 | 155.358 | 116.5185 | 58.2592 | 29.1296 | [8 empty] | 2040 | 49.5445 | 74.0048 |  | 0.037325 | 0.093312 | 0.1953 | 0.30381 | 0.47741 | 0.73782 | 1.5581 |  |  | 0.055752 | 0.13938 | 0.29173 | 0.4538 | 0.71311 | 1.1021 | 2.3273
|  |  | 20 | 36.693 | 19.4197 | 0.97099 | 1941.9745 | 970.9872 | 485.4936 | 310.7159 | 233.0369 | 116.5185 | 58.2592 | [8 empty] | 2041 | 47.2137 | 71.4085 |  | 0.035569 | 0.088922 | 0.18612 | 0.28951 | 0.45495 | 0.70311 | 1.4848 |  |  | 0.053796 | 0.13449 | 0.28149 | 0.43788 | 0.68809 | 1.0634 | 2.2457
|  |  | 30 | 55.0394 | 29.1296 | 0.97099 | 2912.9617 | 1456.4809 | 728.2404 | 466.0739 | 349.5554 | 174.7777 | 87.3889 | [8 empty] | 2042 | 44.9925 | 68.9033 |  | 0.033896 | 0.084739 | 0.17736 | 0.27589 | 0.43355 | 0.67003 | 1.4149 |  |  | 0.051909 | 0.12977 | 0.27162 | 0.42252 | 0.66395 | 1.0261 | 2.1669
|  |  | 40 | 73.3859 | 38.8395 | 0.97099 | 3883.949 | 1941.9745 | 970.9872 | 621.4318 | 466.0739 | 233.0369 | 116.5185 | [8 empty] | 2043 | 42.8759 | 66.486 |  | 0.032301 | 0.080752 | 0.16902 | 0.26291 | 0.41315 | 0.63851 | 1.3484 |  |  | 0.050088 | 0.12522 | 0.26209 | 0.40769 | 0.64066 | 0.99011 | 2.0909
|  |  | 50 | 91.7324 | 48.5494 | 0.97099 | 4854.9362 | 2427.4681 | 1213.7341 | 776.7898 | 582.5923 | 291.2962 | 145.6481 | [8 empty] | 2044 | 40.8588 | 64.1535 |  | 0.030781 | 0.076953 | 0.16107 | 0.25055 | 0.39372 | 0.60847 | 1.2849 |  |  | 0.048331 | 0.12083 | 0.25289 | 0.39339 | 0.61818 | 0.95537 | 2.0175
|  |  | 60 | 110.0789 | 58.2592 | 0.97099 | 5825.9235 | 2912.9617 | 1456.4809 | 932.1478 | 699.1108 | 349.5554 | 174.7777 | [8 empty] | 2045 | 38.9366 | 61.9028 |  | 0.029333 | 0.073333 | 0.15349 | 0.23876 | 0.37519 | 0.57984 | 1.2245 |  |  | 0.046635 | 0.11659 | 0.24402 | 0.37959 | 0.5965 | 0.92186 | 1.9467
|  |  | 70 | 128.4253 | 67.9691 | 0.97099 | 6796.9107 | 3398.4553 | 1699.2277 | 1087.5057 | 815.6293 | 407.8146 | 203.9073 | [8 empty] | 2046 | 37.1049 | 59.7311 |  | 0.027953 | 0.069883 | 0.14627 | 0.22753 | 0.35754 | 0.55257 | 1.1669 |  |  | 0.044999 | 0.1125 | 0.23546 | 0.36627 | 0.57557 | 0.88951 | 1.8784
|  |  | 80 | 146.7718 | 77.679 | 0.97099 | 7767.8979 | 3883.949 | 1941.9745 | 1242.8637 | 932.1478 | 466.0739 | 233.0369
|  | 20 | 5 | 13.7599 | 7.2824 | 1.4565 | 728.2404 | 364.1202 | 182.0601 | 116.5185 | 87.3889 | 43.6944 | 21.8472 | [12 empty] | 1.4158 | 3.5395 | 7.4082 | 11.5239 | 18.1089 | 27.9865 | 59.1009 |  |  | 1.8946 | 4.7365 | 9.9136 | 15.4212 | 24.2333 | 37.4515 | 79.0887
|  |  | 10 | 27.5197 | 14.5648 | 1.4565 | 1456.4809 | 728.2404 | 364.1202 | 233.0369 | 174.7777 | 87.3889 | 43.6944 | [12 empty] | 1.4158 | 3.5395 | 7.4082 | 11.5239 | 18.1089 | 27.9865 | 59.1009 |  |  | 1.8946 | 4.7365 | 9.9136 | 15.4212 | 24.2333 | 37.4515 | 79.0887
|  |  | 20 | 55.0394 | 29.1296 | 1.4565 | 2912.9617 | 1456.4809 | 728.2404 | 466.0739 | 349.5554 | 174.7777 | 87.3889
|  |  | 30 | 82.5591 | 43.6944 | 1.4565 | 4369.4426 | 2184.7213 | 1092.3606 | 699.1108 | 524.3331 | 262.1666 | 131.0833 | [7 empty] | Process Emissions
|  |  | 40 | 110.0789 | 58.2592 | 1.4565 | 5825.9235 | 2912.9617 | 1456.4809 | 932.1478 | 699.1108 | 349.5554 | 174.7777
|  |  | 50 | 137.5986 | 72.824 | 1.4565 | 7282.4043 | 3641.2022 | 1820.6011 | 1165.1847 | 873.8885 | 436.9443 | 218.4721 | [7 empty] | 0.002 | kg N2O / kg TN |  | UKWIR 2008 factor (needs updating) | unit: kg N2O / kg TN load . GWP N2O = 265 (AR5; IPPC 2014) |  |  | GWP | 265
|  |  | 60 | 165.1183 | 87.3889 | 1.4565 | 8738.8852 | 4369.4426 | 2184.7213 | 1398.2216 | 1048.6662 | 524.3331 | 262.1666 | [7 empty] | 57 | mg CH4/pe/d |  | Wang et al | GWP | 28
|  |  | 70 | 192.638 | 101.9537 | 1.4565 | 10195.366 | 5097.683 | 2548.8415 | 1631.2586 | 1223.4439 | 611.722 | 305.861
|  |  | 80 | 220.1577 | 116.5185 | 1.4565 | 11651.8469 | 5825.9235 | 2912.9617 | 1864.2955 | 1398.2216 | 699.1108 | 349.5554 | [8 empty] | PE
|  | 30 | 5 | 19.3121 | 4.2438 | 0.84877 | 424.383 | 212.1915 | 106.0957 | 67.9013 | 50.926 | 25.463 | 12.7315 | [8 empty] | 5 | 10 | 20 | 30 | 50 | 75 | 100
|  |  | 10 | 38.6242 | 8.4877 | 0.84877 | 848.7659 | 424.383 | 212.1915 | 135.8025 | 101.8519 | 50.926 | 25.463 | [7 empty] | TN loading (g/d) | 75 | 150 | 300 | 450 | 750 | 1125 | 1500
|  |  | 20 | 77.2483 | 16.9753 | 0.84877 | 1697.5318 | 848.7659 | 424.383 | 271.6051 | 203.7038 | 101.8519 | 50.926
|  |  | 30 | 115.8725 | 25.463 | 0.84877 | 2546.2977 | 1273.1489 | 636.5744 | 407.4076 | 305.5557 | 152.7779 | 76.3889 | [7 empty] | g N20 d-1 | 0.15 | 0.3 | 0.6 | 0.9 | 1.5 | 2.25 | 3
|  |  | 40 | 154.4966 | 33.9506 | 0.84877 | 3395.0637 | 1697.5318 | 848.7659 | 543.2102 | 407.4076 | 203.7038 | 101.8519
|  |  | 50 | 193.1208 | 42.4383 | 0.84877 | 4243.8296 | 2121.9148 | 1060.9574 | 679.0127 | 509.2595 | 254.6298 | 127.3149 | [7 empty] | g CO2 eq d-1 | 39.75 | 79.5 | 159 | 238.5 | 397.5 | 596.25 | 795
|  |  | 60 | 231.745 | 50.926 | 0.84877 | 5092.5955 | 2546.2977 | 1273.1489 | 814.8153 | 611.1115 | 305.5557 | 152.7779 | [7 empty] | kg CO2 eq yr-1 | 14.5187 | 29.0374 | 58.0748 | 87.1121 | 145.1869 | 217.7803 | 290.3737
|  |  | 70 | 270.3691 | 59.4136 | 0.84877 | 5941.3614 | 2970.6807 | 1485.3404 | 950.6178 | 712.9634 | 356.4817 | 178.2408 | [21 empty] | PE | Volume | Desludging Volume | Desludging Mass |  | Lorry Weight Class
|  |  | 80 | 308.9933 | 67.9013 | 0.84877 | 6790.1273 | 3395.0637 | 1697.5318 | 1086.4204 | 814.8153 | 407.4076 | 203.7038 | [21 empty] | 5 | 2800 | 840 | 840 |  | 3.5 - 7.5
|  | 50 | 5 | 28.9681 | 6.3657 | 1.2731 | 636.5744 | 318.2872 | 159.1436 | 101.8519 | 76.3889 | 38.1945 | 19.0972 | [7 empty] | Methane released g/d | 0.285 | 0.57 | 1.14 | 1.71 | 2.85 | 4.275 | 5.7 | [6 empty] | 10 | 3800 | 1140 | 1140 |  | 3.5 - 7.5
|  |  | 10 | 57.9362 | 12.7315 | 1.2731 | 1273.1489 | 636.5744 | 318.2872 | 203.7038 | 152.7779 | 76.3889 | 38.1945 | [21 empty] | 20 | 5700 | 1710 | 1710 |  | 3.5 - 7.5
|  |  | 20 | 115.8725 | 25.463 | 1.2731 | 2546.2977 | 1273.1489 | 636.5744 | 407.4076 | 305.5557 | 152.7779 | 76.3889 | [7 empty] | g CO2 eq d-1 | 7.98 | 15.96 | 31.92 | 47.88 | 79.8 | 119.7 | 159.6 | [6 empty] | 30 | 8000 | 2400 | 2400 |  | 7.5 - 16
|  |  | 30 | 173.8087 | 38.1945 | 1.2731 | 3819.4466 | 1909.7233 | 954.8617 | 611.1115 | 458.3336 | 229.1668 | 114.5834 | [7 empty] | kg CO2 eq yr-1 | 2.9147 | 5.8294 | 11.6588 | 17.4882 | 29.147 | 43.7204 | 58.2939 | [6 empty] | 50 | 12000 | 3600 | 3600 |  | 7.5 - 16
|  |  | 40 | 231.745 | 50.926 | 1.2731 | 5092.5955 | 2546.2977 | 1273.1489 | 814.8153 | 611.1115 | 305.5557 | 152.7779 | [21 empty] | 75 | 15000 | 4500 | 4500 |  | 7.5 - 16
|  |  | 50 | 289.6812 | 63.6574 | 1.2731 | 6365.7444 | 3182.8722 | 1591.4361 | 1018.5191 | 763.8893 | 381.9447 | 190.9723 | [7 empty] | Process Emissions kg Co2 eq yr-1 | 17.4334 | 34.8668 | 69.7335 | 104.6003 | 174.3338 | 261.5007 | 348.6676 | [6 empty] | 100 | 20000 | 6000 | 6000 |  | 7.5 - 16
|  |  | 60 | 347.6174 | 76.3889 | 1.2731 | 7638.8932 | 3819.4466 | 1909.7233 | 1222.2229 | 916.6672 | 458.3336 | 229.1668 | [7 empty] | Overall Process Emissions | 435.8346 | 871.6691 | 1743.3383 | 2615.0074 | 4358.3456 | 6537.5184 | 8716.6912
|  |  | 70 | 405.5537 | 89.1204 | 1.2731 | 8912.0421 | 4456.0211 | 2228.0105 | 1425.9267 | 1069.4451 | 534.7225 | 267.3613
|  |  | 80 | 463.4899 | 101.8519 | 1.2731 | 10185.191 | 5092.5955 | 2546.2977 | 1629.6306 | 1222.2229 | 611.1115 | 305.5557 | [7 empty] | Desludging
|  | 75 | 5 | 36.2101 | 7.9572 | 1.5914 | 795.718 | 397.859 | 198.9295 | 127.3149 | 95.4862 | 47.7431 | 23.8715
|  |  | 10 | 72.4203 | 15.9144 | 1.5914 | 1591.4361 | 795.718 | 397.859 | 254.6298 | 190.9723 | 95.4862 | 47.7431
|  |  | 20 | 144.8406 | 31.8287 | 1.5914 | 3182.8722 | 1591.4361 | 795.718 | 509.2595 | 381.9447 | 190.9723 | 95.4862 | [7 empty] | Distance | 18.25 | 12.167 | 9.125 | 7.3 | 6 | 4 | 3 | 2 | 1.5208 | 1 | 0.5 |  |  | PE | Volume (m3) | Desludging Volume (m3) | Desludging Mass |  | Lorry Weight Class
|  |  | 30 | 217.2609 | 47.7431 | 1.5914 | 4774.3083 | 2387.1541 | 1193.5771 | 763.8893 | 572.917 | 286.4585 | 143.2292 | [7 empty] | 5 | [13 empty] | 5 | 1.577 | 0.4731 | 473.1 |  | 3.5 - 7.5
|  |  | 40 | 289.6812 | 63.6574 | 1.5914 | 6365.7444 | 3182.8722 | 1591.4361 | 1018.5191 | 763.8893 | 381.9447 | 190.9723 | [7 empty] | 10 | [13 empty] | 10 | 2.9353 | 0.8806 | 880.6 |  | 3.5 - 7.5
|  |  | 50 | 362.1015 | 79.5718 | 1.5914 | 7957.1805 | 3978.5902 | 1989.2951 | 1273.1489 | 954.8617 | 477.4308 | 238.7154 | [7 empty] | 20 | [13 empty] | 20 | 4.7833 | 1.435 | 1435 |  | 3.5 - 7.5
|  |  | 60 | 434.5218 | 95.4862 | 1.5914 | 9548.6166 | 4774.3083 | 2387.1541 | 1527.7786 | 1145.834 | 572.917 | 286.4585 | [7 empty] | 30 | [13 empty] | 30 | 8.9466 | 2.684 | 2683.9946 |  | 7.5 - 16
|  |  | 70 | 506.9421 | 111.4005 | 1.5914 | 11140.0526 | 5570.0263 | 2785.0132 | 1782.4084 | 1336.8063 | 668.4032 | 334.2016 | [7 empty] | 50 | [13 empty] | 50 | 14.8841 | 4.4652 | 4465.237 |  | 7.5 - 16
|  |  | 80 | 579.3624 | 127.3149 | 1.5914 | 12731.4887 | 6365.7444 | 3182.8722 | 2037.0382 | 1527.7786 | 763.8893 | 381.9447 | [7 empty] | 60 | [13 empty] | 75 | 16.4757 | 4.9427 | 4942.713 |  | 7.5 - 16
|  | 100 | 5 | 48.2802 | 10.6096 | 2.1219 | 1060.9574 | 530.4787 | 265.2393 | 169.7532 | 127.3149 | 63.6574 | 31.8287 | [7 empty] | 70 | [13 empty] | 100 | 19.8871 | 5.9661 | 5966.1346 |  | 7.5 - 16
|  |  | 10 | 96.5604 | 21.2191 | 2.1219 | 2121.9148 | 1060.9574 | 530.4787 | 339.5064 | 254.6298 | 127.3149 | 63.6574 | [7 empty] | 80
|  |  | 20 | 193.1208 | 42.4383 | 2.1219 | 4243.8296 | 2121.9148 | 1060.9574 | 679.0127 | 509.2595 | 254.6298 | 127.3149
|  |  | 30 | 289.6812 | 63.6574 | 2.1219 | 6365.7444 | 3182.8722 | 1591.4361 | 1018.5191 | 763.8893 | 381.9447 | 190.9723 | [8 empty] | Frequency
|  |  | 40 | 386.2416 | 84.8766 | 2.1219 | 8487.6592 | 4243.8296 | 2121.9148 | 1358.0255 | 1018.5191 | 509.2595 | 254.6298 | [7 empty] | PE | 18.25 | 12.167 | 9.125 | 7.3 | 6 | 4 | 3 | 2 | 1.5208 | 1 | 0.5
|  |  | 50 | 482.802 | 106.0957 | 2.1219 | 10609.5739 | 5304.787 | 2652.3935 | 1697.5318 | 1273.1489 | 636.5744 | 318.2872 | [7 empty] | 5 | - | - | - | -
|  |  | 60 | 579.3624 | 127.3149 | 2.1219 | 12731.4887 | 6365.7444 | 3182.8722 | 2037.0382 | 1527.7786 | 763.8893 | 381.9447 | [7 empty] | 10 | - | - | -
|  |  | 70 | 675.9228 | 148.534 | 2.1219 | 14853.4035 | 7426.7018 | 3713.3509 | 2376.5446 | 1782.4084 | 891.2042 | 445.6021 | [7 empty] | 20 | - | - | [8 empty] | -
|  |  | 80 | 772.4832 | 169.7532 | 2.1219 | 16975.3183 | 8487.6592 | 4243.8296 | 2716.0509 | 2037.0382 | 1018.5191 | 509.2595 | [7 empty] | 30 | - | [8 empty] | - | -
[21 empty] | 50 | - | [8 empty] | - | -
[21 empty] | 75 | [6 empty] | - | - | - | - | -
[7 empty] | 8233.0294 | [13 empty] | 100 | [5 empty] | - | - | - | - | - | -
329.3212
Septic Tank Operational Emissions | [26 empty] | Frequency
[23 empty] | Distance (mile) | tkm | Emission Per Trip | Emission per mile | 18.25 | 12.167 | 9.125 | 7.3 | 6 | 4 | 3 | 2 | 1.5208 | 1 | 0.5
Process | 0.56455 | 1.1291 | 2.2582 | 3.3873 | 5.6455 | 8.4682 | 11.2909 | [14 empty] | 5 | 5 | 3.8069 | 2.0148 | 0.40296 |  |  |  |  | 302.2198 | 201.4799 | 151.1099 | 100.7399 | 76.5623 | 50.37 | 24.1776
Sludge Treatment | 0.025983 | 0.051967 | 0.10393 | 0.1559 | 0.25983 | 0.38975 | 0.51967 | [15 empty] | 10 | 7.6138 | 4.0296 | 0.40296 |  |  |  |  | 604.4396 | 402.9597 | 302.2198 | 201.4799 | 153.1247 | 100.7399 | 48.3552
Sludge Tankering | 1.4309 | 1.942 | 2.913 | 3.3951 | 2.5463 | 3.1829 | 4.2438 | [15 empty] | 20 | 15.2276 | 8.0592 | 0.40296 |  |  |  |  | 1208.8791 | 805.9194 | 604.4396 | 402.9597 | 306.2494 | 201.4799 | 96.7103
| 1.4569 | 1.9939 | 3.0169 | 3.551 | 2.8061 | 3.5726 | 4.7635 | [15 empty] | 30 | 22.8414 | 12.0888 | 0.40296 |  |  |  |  | 1813.3187 | 1208.8791 | 906.6593 | 604.4396 | 459.3741 | 302.2198 | 145.0655
| 2.0215 | 3.123 | 5.2751 | 6.9382 | 8.4516 | 12.0408 | 16.0544 | [15 empty] | 40 | 30.4552 | 16.1184 | 0.40296 |  |  |  |  | 2417.7582 | 1611.8388 | 1208.8791 | 805.9194 | 612.4988 | 402.9597 | 193.4207
[23 empty] | 50 | 38.0689 | 20.148 | 0.40296 |  |  |  |  | 3022.1978 | 2014.7985 | 1511.0989 | 1007.3993 | 765.6234 | 503.6996 | 241.7758
[23 empty] | 60 | 45.6827 | 24.1776 | 0.40296 |  |  |  |  | 3626.6373 | 2417.7582 | 1813.3187 | 1208.8791 | 918.7481 | 604.4396 | 290.131
[23 empty] | 70 | 53.2965 | 28.2072 | 0.40296 |  |  |  |  | 4231.0769 | 2820.7179 | 2115.5385 | 1410.359 | 1071.8728 | 705.1795 | 338.4862
[23 empty] | 80 | 60.9103 | 32.2368 | 0.40296 |  |  |  |  | 4835.5165 | 3223.6776 | 2417.7582 | 1611.8388 | 1224.9975 | 805.9194 | 386.8413
[22 empty] | 10 | 5 | 7.0859 | 3.7502 | 0.75005 |  |  |  | 682.541 | 562.5338 | 375.0225 | 281.2669 | 187.5113 | 142.5086 | 93.7556 | 45.0027
[23 empty] | 10 | 14.1718 | 7.5005 | 0.75005 |  |  |  | 1365.082 | 1125.0676 | 750.0451 | 562.5338 | 375.0225 | 285.0171 | 187.5113 | 90.0054
|  |  | 5 | 5 | 178.8661 | [17 empty] | 20 | 28.3437 | 15.0009 | 0.75005 |  |  |  | 2730.164 | 2250.1352 | 1500.0901 | 1125.0676 | 750.0451 | 570.0342 | 375.0225 | 180.0108
|  |  |  | 10 | 357.7321 | [17 empty] | 30 | 42.5155 | 22.5014 | 0.75005 |  |  |  | 4095.246 | 3375.2028 | 2250.1352 | 1687.6014 | 1125.0676 | 855.0514 | 562.5338 | 270.0162
|  |  |  | 20 | 715.4643 | [17 empty] | 40 | 56.6874 | 30.0018 | 0.75005 |  |  |  | 5460.328 | 4500.2703 | 3000.1802 | 2250.1352 | 1500.0901 | 1140.0685 | 750.0451 | 360.0216
|  |  |  | 30 | 1073.1964 | [17 empty] | 50 | 70.8592 | 37.5023 | 0.75005 |  |  |  | 6825.41 | 5625.3379 | 3750.2253 | 2812.669 | 1875.1126 | 1425.0856 | 937.5563 | 450.027
|  |  |  | 40 | 1430.9286 | [17 empty] | 60 | 85.0311 | 45.0027 | 0.75005 |  |  |  | 8190.492 | 6750.4055 | 4500.2703 | 3375.2028 | 2250.1352 | 1710.1027 | 1125.0676 | 540.0324
|  |  |  | 50 | 1788.6607 | [17 empty] | 70 | 99.2029 | 52.5032 | 0.75005 |  |  |  | 9555.574 | 7875.4731 | 5250.3154 | 3937.7366 | 2625.1577 | 1995.1199 | 1312.5789 | 630.0378
|  |  |  | 60 | 2146.3929 | [17 empty] | 80 | 113.3748 | 60.0036 | 0.75005 |  |  |  | 10920.656 | 9000.5407 | 6000.3605 | 4500.2703 | 3000.1802 | 2280.137 | 1500.0901 | 720.0433
|  |  |  | 70 | 2504.125 | [16 empty] | 20 | 5 | 11.547 | 6.1113 | 1.2223 |  |  | 1393.3667 | 1112.2489 | 916.6886 | 611.1257 | 458.3443 | 305.5629 | 232.2278 | 152.7814
|  |  |  | 80 | 2861.8571 | [17 empty] | 10 | 23.094 | 12.2225 | 1.2223 |  |  | 2786.7334 | 2224.4977 | 1833.3772 | 1222.2515 | 916.6886 | 611.1257 | 464.4556 | 305.5629
|  |  | 10 | 5 | 242.7468 | [17 empty] | 20 | 46.1881 | 24.445 | 1.2223 |  |  | 5573.4668 | 4448.9954 | 3666.7545 | 2444.503 | 1833.3772 | 1222.2515 | 928.9111 | 611.1257
|  |  |  | 10 | 485.4936 | [17 empty] | 30 | 69.2821 | 36.6675 | 1.2223 |  |  | 8360.2002 | 6673.4931 | 5500.1317 | 3666.7545 | 2750.0658 | 1833.3772 | 1393.3667 | 916.6886
|  |  |  | 20 | 970.9872 | [17 empty] | 40 | 92.3761 | 48.8901 | 1.2223 |  |  | 11146.9335 | 8897.9908 | 7333.5089 | 4889.0059 | 3666.7545 | 2444.503 | 1857.8223 | 1222.2515
|  |  |  | 30 | 1456.4809 | [17 empty] | 50 | 115.4701 | 61.1126 | 1.2223 |  |  | 13933.6669 | 11122.4885 | 9166.8861 | 6111.2574 | 4583.4431 | 3055.6287 | 2322.2778 | 1527.8144
|  |  |  | 40 | 1941.9745 | [17 empty] | 60 | 138.5642 | 73.3351 | 1.2223 |  |  | 16720.4003 | 13346.9862 | 11000.2634 | 7333.5089 | 5500.1317 | 3666.7545 | 2786.7334 | 1833.3772
|  |  |  | 50 | 2427.4681 | [17 empty] | 70 | 161.6582 | 85.5576 | 1.2223 |  |  | 19507.1337 | 15571.4839 | 12833.6406 | 8555.7604 | 6416.8203 | 4277.8802 | 3251.1889 | 2138.9401
|  |  |  | 60 | 2912.9617 | [17 empty] | 80 | 184.7522 | 97.7801 | 1.2223 |  |  | 22293.8671 | 17795.9816 | 14667.0178 | 9778.0119 | 7333.5089 | 4889.0059 | 3715.6445 | 2444.503
|  |  |  | 70 | 3398.4553 | [16 empty] | 30 | 5 | 21.5973 | 4.746 | 0.9492 |  | 1442.786 | 1082.0895 | 863.7732 | 711.901 | 474.6007 | 355.9505 | 237.3003 | 180.3482
|  |  |  | 80 | 3883.949 | [17 empty] | 10 | 43.1946 | 9.492 | 0.9492 |  | 2885.572 | 2164.179 | 1727.5464 | 1423.802 | 949.2013 | 711.901 | 474.6007 | 360.6965
|  |  | 20 | 5 | 364.1202 | [17 empty] | 20 | 86.3892 | 18.984 | 0.9492 |  | 5771.144 | 4328.358 | 3455.0928 | 2847.6039 | 1898.4026 | 1423.802 | 949.2013 | 721.393
|  |  |  | 10 | 728.2404 | [17 empty] | 30 | 129.5838 | 28.476 | 0.9492 |  | 8656.7159 | 6492.5369 | 5182.6391 | 4271.4059 | 2847.6039 | 2135.7029 | 1423.802 | 1082.0895
|  |  |  | 20 | 1456.4809 | [17 empty] | 40 | 172.7784 | 37.9681 | 0.9492 |  | 11542.2879 | 8656.7159 | 6910.1855 | 5695.2078 | 3796.8052 | 2847.6039 | 1898.4026 | 1442.786
|  |  |  | 30 | 2184.7213 | [17 empty] | 50 | 215.973 | 47.4601 | 0.9492 |  | 14427.8599 | 10820.8949 | 8637.7319 | 7119.0098 | 4746.0065 | 3559.5049 | 2373.0033 | 1803.4825
|  |  |  | 40 | 2912.9617 | [17 empty] | 60 | 259.1676 | 56.9521 | 0.9492 |  | 17313.4319 | 12985.0739 | 10365.2783 | 8542.8118 | 5695.2078 | 4271.4059 | 2847.6039 | 2164.179
|  |  |  | 50 | 3641.2022 | [17 empty] | 70 | 302.3622 | 66.4441 | 0.9492 |  | 20199.0038 | 15149.2529 | 12092.8247 | 9966.6137 | 6644.4092 | 4983.3069 | 3322.2046 | 2524.8755
|  |  |  | 60 | 4369.4426 | [17 empty] | 80 | 345.5568 | 75.9361 | 0.9492 |  | 23084.5758 | 17313.4319 | 13820.371 | 11390.4157 | 7593.6105 | 5695.2078 | 3796.8052 | 2885.572
|  |  |  | 70 | 5097.683 | [16 empty] | 50 | 5 | 35.9304 | 7.8957 | 1.5791 |  | 2400.2959 | 1800.222 | 1437.0193 | 1184.3565 | 789.571 | 592.1783 | 394.7855 | 300.037
|  |  |  | 80 | 5825.9235 | [17 empty] | 10 | 71.8608 | 15.7914 | 1.5791 |  | 4800.5919 | 3600.4439 | 2874.0386 | 2368.7131 | 1579.1421 | 1184.3565 | 789.571 | 600.074
|  |  | 30 | 5 | 212.1915 | [17 empty] | 20 | 143.7217 | 31.5828 | 1.5791 |  | 9601.1837 | 7200.8878 | 5748.0771 | 4737.4262 | 3158.2841 | 2368.7131 | 1579.1421 | 1200.148
|  |  |  | 10 | 424.383 | [17 empty] | 30 | 215.5825 | 47.3743 | 1.5791 |  | 14401.7756 | 10801.3317 | 8622.1157 | 7106.1393 | 4737.4262 | 3553.0696 | 2368.7131 | 1800.222
|  |  |  | 20 | 848.7659 | [17 empty] | 40 | 287.4434 | 63.1657 | 1.5791 |  | 19202.3675 | 14401.7756 | 11496.1542 | 9474.8524 | 6316.5683 | 4737.4262 | 3158.2841 | 2400.2959
|  |  |  | 30 | 1273.1489 | [17 empty] | 50 | 359.3042 | 78.9571 | 1.5791 |  | 24002.9594 | 18002.2195 | 14370.1928 | 11843.5655 | 7895.7103 | 5921.7827 | 3947.8552 | 3000.3699
|  |  |  | 40 | 1697.5318 | [17 empty] | 60 | 431.1651 | 94.7485 | 1.5791 |  | 28803.5512 | 21602.6634 | 17244.2313 | 14212.2786 | 9474.8524 | 7106.1393 | 4737.4262 | 3600.4439
|  |  |  | 50 | 2121.9148 | [17 empty] | 70 | 503.0259 | 110.5399 | 1.5791 |  | 33604.1431 | 25203.1073 | 20118.2699 | 16580.9917 | 11053.9944 | 8290.4958 | 5526.9972 | 4200.5179
|  |  |  | 60 | 2546.2977 | [17 empty] | 80 | 574.8868 | 126.3314 | 1.5791 |  | 38404.735 | 28803.5512 | 22992.3084 | 18949.7048 | 12633.1365 | 9474.8524 | 6316.5683 | 4800.5919
|  |  |  | 70 | 2970.6807 | [16 empty] | 75 | 5 | 39.7725 | 8.74 | 1.748 | 3985.446 | 2656.964 | 1992.723 | 1590.6824 | 1311.002 | 874.0013 | 655.501 | 437.0007
|  |  |  | 80 | 3395.0637 | [17 empty] | 10 | 79.5451 | 17.48 | 1.748 | 7970.8921 | 5313.9281 | 3985.446 | 3181.3648 | 2622.004 | 1748.0027 | 1311.002 | 874.0013
|  |  | 50 | 5 | 318.2872 | [17 empty] | 20 | 159.0901 | 34.9601 | 1.748 | 15941.7842 | 10627.8561 | 7970.8921 | 6362.7297 | 5244.008 | 3496.0053 | 2622.004 | 1748.0027
|  |  |  | 10 | 636.5744 | [17 empty] | 30 | 238.6352 | 52.4401 | 1.748 | 23912.6763 | 15941.7842 | 11956.3381 | 9544.0945 | 7866.0119 | 5244.008 | 3933.006 | 2622.004
|  |  |  | 20 | 1273.1489 | [17 empty] | 40 | 318.1802 | 69.9201 | 1.748 | 31883.5684 | 21255.7122 | 15941.7842 | 12725.4593 | 10488.0159 | 6992.0106 | 5244.008 | 3496.0053
|  |  |  | 30 | 1909.7233 | [17 empty] | 50 | 397.7253 | 87.4001 | 1.748 | 39854.4605 | 26569.6403 | 19927.2302 | 15906.8241 | 13110.0199 | 8740.0133 | 6555.0099 | 4370.0066
|  |  |  | 40 | 2546.2977 | [17 empty] | 60 | 477.2703 | 104.8802 | 1.748 | 47825.3526 | 31883.5684 | 23912.6763 | 19088.189 | 15732.0239 | 10488.0159 | 7866.0119 | 5244.008
|  |  |  | 50 | 3182.8722 | [17 empty] | 70 | 556.8154 | 122.3602 | 1.748 | 55796.2446 | 37197.4964 | 27898.1223 | 22269.5538 | 18354.0278 | 12236.0186 | 9177.0139 | 6118.0093
|  |  |  | 60 | 3819.4466 | [17 empty] | 80 | 636.3605 | 139.8402 | 1.748 | 63767.1367 | 42511.4245 | 31883.5684 | 25450.9186 | 20976.0318 | 13984.0212 | 10488.0159 | 6992.0106
|  |  |  | 70 | 4456.0211 | [16 empty] | 100 | 5 | 48.0077 | 10.5497 | 2.1099 | 4810.6591 | 3207.1061 | 2405.3296 | 1920.0438 | 1582.4537 | 1054.9691 | 791.2268 | 527.4846
|  |  |  | 80 | 5092.5955 | [17 empty] | 10 | 96.0154 | 21.0994 | 2.1099 | 9621.3182 | 6414.2121 | 4810.6591 | 3840.0875 | 3164.9073 | 2109.9382 | 1582.4537 | 1054.9691
|  |  | 75 | 5 | 397.859 | [17 empty] | 20 | 192.0308 | 42.1988 | 2.1099 | 19242.6364 | 12828.4243 | 9621.3182 | 7680.1751 | 6329.8146 | 4219.8764 | 3164.9073 | 2109.9382
|  |  |  | 10 | 795.718 | [17 empty] | 30 | 288.0462 | 63.2981 | 2.1099 | 28863.9546 | 19242.6364 | 14431.9773 | 11520.2626 | 9494.7219 | 6329.8146 | 4747.361 | 3164.9073
|  |  |  | 20 | 1591.4361 | [17 empty] | 40 | 384.0616 | 84.3975 | 2.1099 | 38485.2729 | 25656.8486 | 19242.6364 | 15360.3501 | 12659.6292 | 8439.7528 | 6329.8146 | 4219.8764
|  |  |  | 30 | 2387.1541 | [17 empty] | 50 | 480.077 | 105.4969 | 2.1099 | 48106.5911 | 32071.0607 | 24053.2955 | 19200.4377 | 15824.5365 | 10549.691 | 7912.2683 | 5274.8455
|  |  |  | 40 | 3182.8722 | [17 empty] | 60 | 576.0923 | 126.5963 | 2.1099 | 57727.9093 | 38485.2729 | 28863.9546 | 23040.5252 | 18989.4438 | 12659.6292 | 9494.7219 | 6329.8146
|  |  |  | 50 | 3978.5902 | [17 empty] | 70 | 672.1077 | 147.6957 | 2.1099 | 67349.2275 | 44899.485 | 33674.6138 | 26880.6127 | 22154.3512 | 14769.5674 | 11077.1756 | 7384.7837
|  |  |  | 60 | 4774.3083 | [17 empty] | 80 | 768.1231 | 168.7951 | 2.1099 | 76970.5457 | 51313.6972 | 38485.2729 | 30720.7003 | 25319.2585 | 16879.5056 | 12659.6292 | 8439.7528
|  |  |  | 70 | 5570.0263
|  |  |  | 80 | 6365.7444
|  |  | 100 | 5 | 530.4787 | 5.6455 | 0.25983 |  | 257.4307
|  |  |  | 10 | 1060.9574 | 5.6455 | 0.25983 |  | 278.6498
|  |  |  | 20 | 2121.9148 | 5.6455 | 0.25983 |  | 321.0881
|  |  |  | 30 | 3182.8722 | 5.6455 | 0.25983 |  | 363.5264 | [11 empty] | Overall SAF operational emisisons based on average operations
|  |  |  | 40 | 4243.8296 | 5.6455 | 0.25983 |  | 405.9647
|  |  |  | 50 | 5304.787 | 5.6455 | 0.25983 |  | 448.403 | [11 empty] | Average is as per probider expectations
|  |  |  | 60 | 6365.7444 | 5.6455 | 0.25983 |  | 490.8413 | [27 empty] | (Double as operating at 1/2 flow)
|  |  |  | 70 | 7426.7018 | 5.6455 | 0.25983 |  | 533.2796 | [11 empty] | PE | 5 | 10 | 20 | 30 | 50 | 75 | 100 |  |  | Max Desluding Period (days) | 1095 | 730 | 365 | 240 | 240 | 90 | 60
|  |  |  | 80 | 8487.6592 | 5.6455 | 0.25983 |  | 575.7179 | [11 empty] | Process (kg Co2 eq / yr) | 17.4334 | 34.8668 | 69.7335 | 104.6003 | 174.3338 | 261.5007 | 348.6676 |  |  |  | 2.9979 | 1.9986 | 0.99932 | 0.65708 | 0.65708 | 0.49281 | 0.32854
[21 empty] | Desludging | 193.4207 | 360.0216 | 1222.2515 | 1442.786 | 2400.2959 | 3496.0053 | 6329.8146 |  |  |  | 0.33356 | 0.50034 | 1.0007 | 1.5219 | 1.5219 | 2.0292 | 3.0438
[21 empty] | Electricity | 65.5757 | 163.9393 | 343.1288 | 533.7559 | 838.7592 | 1296.2642 | 2737.405
[21 empty] | Site Visits | 331.76 | 331.76 | 331.76 | 331.76 | 331.76 | 331.76 | 331.76
Site Visits
[22 empty] | 15204.744 | 22264.6922 | 49171.8444 | 60322.5533 | 93628.7239 | 134638.2563 | 243691.1819 |  |  | 1 | per month |  |  | Vehicle
[35 empty] | Large Diesel | kg Co2 eq
[31 empty] | Miles travelled |  |  |  | Euro 3 | 0.667 | per mile
[32 empty] | 520 | miles per year |  | Euro 4 | 0.638 | per mile
[35 empty] | Euro 5 | 0.626 | per mile
[22 empty] | 0.43583 | 0.87167 | 1.7433 | 2.615 | 4.3583 | 6.5375 | 8.7167
[22 empty] | 4.8355 | 9.0005 | 30.5563 | 36.0696 | 60.0074 | 87.4001 | 158.2454 |  |  |  | Site Visits
[22 empty] | 1.6394 | 4.0985 | 8.5782 | 13.3439 | 20.969 | 32.4066 | 68.4351 |  |  | Av | 331.76
[22 empty] | 8.294 | 8.294 | 8.294 | 8.294 | 8.294 | 8.294 | 8.294 |  |  | High | 346.84
[22 empty] | 0.638 | 0.638 | 0.638 | 0.638 | 0.638 | 0.638 | 0.638 |  |  | Low | 325.52
348.6676
2737.405
[21 empty] | 5 | 791.2268 | 13.9467 | 109.4962 |  | 914.6697
[21 empty] | 10 | 1582.4537 | 13.9467 | 109.4962 |  | 1705.8966
[21 empty] | 20 | 3164.9073 | 13.9467 | 109.4962 |  | 3288.3502
[21 empty] | 30 | 4747.361 | 13.9467 | 109.4962 |  | 4870.8039
[21 empty] | 40 | 6329.8146 | 13.9467 | 109.4962 |  | 6453.2575
[21 empty] | 50 | 7912.2683 | 13.9467 | 109.4962 |  | 8035.7112
[21 empty] | 60 | 9494.7219 | 13.9467 | 109.4962 |  | 9618.1648
[21 empty] | 70 | 11077.1756 | 13.9467 | 109.4962 |  | 11200.6185
[21 empty] | 80 | 12659.6292 | 13.9467 | 109.4962 |  | 12783.0721

## Pumping (hidden)
|  |  | Dry | Wet |  | Pumping |  |  | Pump Power Requirement |  |  |  |  | Carbon
PE | Excavation |  | Shingle (kg) | Concrete | GRP | Main | Booster | Bypass | Main | Booster | Bypass |  |  | Wet | Dry
5 | 17.7139 | 14.7139 | 22438.6822 | 36784.725 |  | APP SV 150A | APP SV 150A | APP SV 150A | 0.15 | 0.15 | 0.15 | 0.45 | 0.020455
10 | 28.0476 | 22.0476 | 33622.59 | 55119 |  | APP SV 150A | APP SV 150A | APP SV 150A | 0.15 | 0.15 | 0.15 | 0.45 | 0.020455
20 | 52.19 | 38.19 | 58239.7424 | 95474.9875 |  | APP SV 150A | APP SV 150A | APP SV 150A | 0.15 | 0.15 | 0.15 | 0.45 | 0.020455
30 | 53935.4592 | 53917.4592 | 82224125.28 | 134793648 |  | APP SV 150A | APP SV 150A | APP SV 150A | 0.15 | 0.15 | 0.15 | 0.45 | 0.020455
50 | 91.0036 | 61.0036 | 93030.49 | 152509 |  | APP SV 150A | APP SV 150A | APP SV 150A | 0.15 | 0.15 | 0.15 | 0.45 | 0.020455
75 | 127.32 | 81.32 | 124013.0512 | 203300.084 |  | APP SV 150A | APP SV 150A | APP SV 150A | 0.15 | 0.15 | 0.15 | 0.45 | 0.020455
100 | 155.8816 | 96.8816 | 147744.465 | 242204.041 |  | APP SV 150A | APP SV 150A | APP SV 150A | 0.15 | 0.15 | 0.15 | 0.45 | 0.020455
150 | 254.6401 | 162.6401 | 248026.1025 | 406600.168 |  | APP SV 150A | APP SV 150A | APP SV 150A | 0.15 | 0.15 | 0.15 | 0.45 | 0.020455
200 | 311.7632 | 193.7632 | 295488.93 | 484408.082 |  | APP SV 150A | APP SV 150A | APP SV 150A | 0.15 | 0.15 | 0.15 | 0.45 | 0.020455
300 | 467.6448 | 290.6448 | 443233.395 | 726612.123 |  | APP SV 150A | APP SV 150A | APP SV 150A | 0.15 | 0.15 | 0.15 | 0.45 | 0.020455
400 | 623.5265 | 387.5265 | 590977.86 | 968816.164 |  | APP SV 150A | APP SV 150A | APP SV 150A | 0.15 | 0.15 | 0.15 | 0.45 | 0.020455
500 | 779.4081 | 484.4081 | 738722.3251 | 1211020.205 |  | APP SV 150A | APP SV 150A | APP SV 250A | 0.15 | 0.15 | 0.15 | 0.45 | 0.020455
600 | 935.2897 | 581.2897 | 886466.7901 | 1453224.246 |  | APP SV 150A | APP SV 150A | Clarke HSEC | 0.15 | 0.15 | 0.665 | 0.965 | 0.043864
800 | 1247.0529 | 775.0529 | 1181955.7201 | 1937632.328 |  | Clarke HSEC | APP SV 150A | Clarke SWP900A | 0.665 | 0.15 | 1.1 | 1.915 | 0.087045
1000 | 1558.8162 | 968.8162 | 1477444.6501 | 2422040.41 |  | Clarke HSEC | APP SV 150A | DAB Feka | 0.665 | 0.15 | 0.9 | 1.715 | 0.077955 | 15800 | 284000
|  |  | 77.3429 | kgCo2 kWh-1
PE | Power Demand kWh |  | Operational Carbon (kgCO2 yr-1)
5 | 1314.9 |  | 101.6982 |  | 3050.9447
10 | 1314.9 |  | 101.6982 |  | 3050.9447
20 | 1314.9 |  | 101.6982 |  | 3050.9447
30 | 1314.9 |  | 101.6982 |  | 3050.9447
50 | 1314.9 |  | 101.6982 |  | 3050.9447
75 | 1314.9 |  | 101.6982 |  | 3050.9447
100 | 1314.9 |  | 101.6982 |  | 3050.9447
150 | 1314.9 |  | 101.6982 |  | 3050.9447
200 | 1314.9 |  | 101.6982 |  | 3050.9447
300 | 1314.9 |  | 101.6982 |  | 3050.9447
400 | 1314.9 |  | 101.6982 |  | 3050.9447
500 | 1314.9 |  | 101.6982 |  | 3050.9447
600 | 1314.9 |  | 101.6982 |  | 3050.9447
800 | 5829.39 |  | 450.8618 |  | 13525.8547
1000 | 5829.39 |  | 450.8618 |  | 13525.8547

## Initial Comparison (hidden)
Travel Distance
100 PE
| 5 | 10 | 20 | 30 | 50 | 75 | 100 | 200 | 300 | 400 | 500 | 600 | 800 | 1000 | [11 empty] | Operational Emissions
ABR - Excavation | 910.07 | 1080.4075 | 1954.3239 | 2108.1154 | 2396.2069 | 3446.3408 | 3779.4648 | 5768.1173 | 7716.9352 | 8919.9352 | 10812.694 | 11994.694 | 15905.7091 | 19023.8286
VF Siphon | 1326.6 | 2548.4 | 4607.3 | 6825 | 11087 | 16379 | 21250 | 69955 | 104958 | 139550 | 172330 | 210610 | 244910 | 282540
| 1013.61 | 1386.2 | 2054.4 | 2608.7 | 3576.6 | 6759.2 | 8110.6 | 13014.3 | 17872.3 | 26018.3 | 30862.3 | [7 empty] | ABR |  | Other | AHF | VF |  |  | ST | SAF | ABR-VF | ABR-AHF
[18 empty] | 5 | 148.1719 | 5.9269 |  | 712.4928 |  |  | 5 | 257.4307 |  | 34.4266
[18 empty] | 10 | 296.3439 | 11.8538 |  | 28.4997 |  |  | 10 | 278.6498 |  | 40.3535
[18 empty] | 20 | 592.6877 | 23.7075 |  |  |  |  | 20 | 321.0881 |  | 52.2072
SAF | 3.11 | 4.98 | 8.66 | 24.33 | 31.31 | 45.8 | 52.5 | [10 empty] | 30 | 889.0316 | 35.5613 |  |  |  |  | 30 | 363.5264 |  | 64.061
[18 empty] | 40 | 1185.3755 | 47.415 |  |  |  |  | 40 | 405.9647 |  | 75.9147
ST - Dry | 790 | 1870 | 1490 | 439 | 3040 | 3720 | 5060 | [10 empty] | 50 | 1481.7193 | 59.2688 |  |  |  |  | 50 | 448.403 |  | 87.7685
Drainfield - Low | 141 | 214 | 359 | 509 | 722 | 969 | 1230 | [10 empty] | 60 | 1778.0632 | 71.1225 |  |  |  |  | 60 | 490.8413 |  | 99.6222
Drainfield - High | 677 | 1060 | 1900 | 2740 | 4420 | 6530 | 8620 | [10 empty] | 70 | 2074.4071 | 82.9763 |  |  |  |  | 70 | 533.2796 |  | 111.476
[18 empty] | 80 | 2370.7509 | 94.83 |  |  |  |  | 80 | 575.7179 |  | 123.3298
ABR (EX) VF (SIP) | 2.2367 | 3.6288 | 6.5616 | 8.9331 | 13.4832 | 19.8253 | 25.0295 | 75.7231 | 112.6749 | 148.4699 | 183.1427 | 222.6047 | 260.8157 | 301.5638
ABR (EX) AHF (GRV) | 1.9237 | 2.4666 | 4.0087 | 4.7168 | 5.9728 | 10.2055 | 11.8901 | 18.7824 | 25.5892 | 34.9382 | 41.675
SAF | 3.11 | 4.98 | 8.66 | 24.33 | 31.31 | 45.8 | 52.5
Treatment Capital Carbon
ABR VF | 2.2367 | 3.6288 | 6.5616 | 8.9331 | 13.4832 | 19.8253 | 25.0295 |  |  | 2.2367 | 3.6288 | 6.5616 | 8.9331 | 13.4832 | 19.8253 | 25.0295
ABR AHF | 1.9237 | 2.4666 | 4.0087 | 4.7168 | 5.9728 | 10.2055 | 11.8901 |  |  | 1.9237 | 2.4666 | 4.0087 | 4.7168 | 5.9728 | 10.2055 | 11.8901
SAF | 3.11 | 4.98 | 8.66 | 24.33 | 31.31 | 45.8 | 52.5
ST - L | 0.931 | 2.084 | 1.849 | 0.948 | 3.762 | 4.689 | 6.29
ST - H | 1.467 | 2.93 | 3.39 | 3.179 | 7.46 | 10.25 | 13.68 |  |  | 1.199 | 2.507 | 2.6195 | 2.0635 | 5.611 | 7.4695 | 9.985
PE | 5 | 10 | 20 | 30 | 50 | 75 | 100
ST - Low Soil Permiability | 0.9 | 2.1 | 1.8 | 0.9 | 3.8 | 4.7 | 6.3
ST - High Soil Permiability | 1.5 | 2.9 | 3.4 | 3.2 | 7.5 | 10.3 | 13.7
SAF | 3.1 | 5 | 8.7 | 24.3 | 31.3 | 45.8 | 52.5
ABR VF | 2.2 | 3.6 | 6.6 | 8.9 | 13.5 | 19.8 | 25
ABR AHF | 1.9 | 2.5 | 4 | 4.7 | 6 | 10.2 | 11.9
Operational
ST | 2.0215 | 3.123 | 5.2751 | 6.9382 | 8.4516 | 12.0408 | 16.0544 |  | 2.0215 | 3.123 | 5.2751 | 6.9382 | 8.4516 | 12.0408 | 16.0544
SAF | 14.5667 | 21.6267 | 48.5338 | 59.6846 | 92.9907 | 134.0003 | 243.0532 |  | 6.9107 | 13.9707 | 40.8778 | 52.0286 | 85.3347 | 126.3443 | 235.3972
ABR VF | 8.8671 | 9.1645 | 9.7234 | 10.1851 | 11.1198 | 12.1848 | 13.1281 |  | 1.2111 | 1.5085 | 2.0674 | 2.5291 | 3.4638 | 4.5288 | 5.4721
ABR AHF | 9.9442 | 10.7084 | 17.6203 | 18.0765 | 19.126 | 20.4378 | 21.7496 |  | 2.2882 | 3.0524 | 9.9643 | 10.4205 | 11.47 | 12.7818 | 14.0936
Overall
| 5 | 10 | 20 | 30 | 50 | 75 | 100
ST - Low Soil Permiability | 2.9525 | 5.207 | 7.1241 | 7.8862 | 12.2136 | 16.7298 | 22.3444
ST - High Soil Permiability | 3.4885 | 6.053 | 8.6651 | 10.1172 | 15.9116 | 22.2908 | 29.7344
SAF | 17.6767 | 26.6067 | 57.1938 | 84.0146 | 124.3007 | 179.8003 | 295.5532
ABR VF | 11.1038 | 12.7933 | 16.285 | 19.1182 | 24.603 | 32.0101 | 38.1576
ABR AHF | 11.8679 | 13.175 | 21.629 | 22.7933 | 25.0988 | 30.6434 | 33.6397
| 5 | 10 | 20 | 30 | 50 | 75 | 100
ST - Low Soil Permiability | 0.59049 | 0.5207 | 0.3562 | 0.26287 | 0.24427 | 0.22306 | 0.22344 |  |  |  | 5 | 10 | 20 | 30 | 50 | 75 | 100
ST - High Soil Permiability | 0.69769 | 0.6053 | 0.43325 | 0.33724 | 0.31823 | 0.29721 | 0.29734 |  |  | ST | 0.64409 | 0.563 | 0.39473 | 0.30006 | 0.28125 | 0.26014 | 0.26039
SAF | 3.5353 | 2.6607 | 2.8597 | 2.8005 | 2.486 | 2.3973 | 2.9555 |  |  | SAF | 3.5353 | 2.6607 | 2.8597 | 2.8005 | 2.486 | 2.3973 | 2.9555
ABR VF | 2.2208 | 1.2793 | 0.81425 | 0.63727 | 0.49206 | 0.4268 | 0.38158 |  |  | ABR VF | 2.2208 | 1.2793 | 0.81425 | 0.63727 | 0.49206 | 0.4268 | 0.38158
ABR AHF | 2.3736 | 1.3175 | 1.0814 | 0.75978 | 0.50198 | 0.40858 | 0.3364 |  |  | ABR AHF | 2.3736 | 1.3175 | 1.0814 | 0.75978 | 0.50198 | 0.40858 | 0.3364
7.656
Excluding Site Visits
ST - Low Soil Permiability | 2.9525 | 5.207 | 7.1241 | 7.8862 | 12.2136 | 16.7298 | 22.3444
ST - High Soil Permiability | 3.4885 | 6.053 | 8.6651 | 10.1172 | 15.9116 | 22.2908 | 29.7344
SAF | 10.0207 | 18.9507 | 49.5378 | 76.3586 | 116.6447 | 172.1443 | 287.8972
ABR VF | 3.4478 | 5.1373 | 8.629 | 11.4622 | 16.947 | 24.3541 | 30.5016
ABR AHF | 4.2119 | 5.519 | 13.973 | 15.1373 | 17.4428 | 22.9874 | 25.9837
| 5 | 10 | 20 | 30 | 50 | 75 | 100
ST - Low Soil Permiability | 0.59049 | 0.5207 | 0.3562 | 0.26287 | 0.24427 | 0.22306 | 0.22344
ST - High Soil Permiability | 0.69769 | 0.6053 | 0.43325 | 0.33724 | 0.31823 | 0.29721 | 0.29734
SAF | 2.0041 | 1.8951 | 2.4769 | 2.5453 | 2.3329 | 2.2953 | 2.879
ABR VF | 0.68955 | 0.51373 | 0.43145 | 0.38207 | 0.33894 | 0.32472 | 0.30502
ABR AHF | 0.84237 | 0.5519 | 0.69865 | 0.50458 | 0.34886 | 0.3065 | 0.25984
Breakdown | ST - Low Soil Permiability
| 5 | 10 | 20 | 30 | 50 | 75 | 100
Construction | 0.931 | 2.084 | 1.849 | 0.948 | 3.762 | 4.689 | 6.29 |  | 17.5809
Process | 0.56455 | 1.1291 | 2.2582 | 3.3873 | 5.6455 | 8.4682 | 11.2909
Desludging | 1.4569 | 1.9939 | 3.0169 | 3.551 | 2.8061 | 3.5726 | 4.7635
Maintanence | 0 | 0 | 0 | 0 | 0 | 0 | 0
Site Visits | 0 | 0 | 0 | 0 | 0 | 0 | 0
Electricity | 0 | 0 | 0 | 0 | 0 | 0 | 0
ST - High Soil Permiability
| 5 | 10 | 20 | 30 | 50 | 75 | 100
Construction | 1.467 | 2.93 | 3.39 | 3.179 | 7.46 | 10.25 | 13.68 |  | 24.9709
Process | 0.56455 | 1.1291 | 2.2582 | 3.3873 | 5.6455 | 8.4682 | 11.2909
Desludging | 1.4569 | 1.9939 | 3.0169 | 3.551 | 2.8061 | 3.5726 | 4.7635
Maintanence | 0 | 0 | 0 | 0 | 0 | 0 | 0
Site Visits | 0 | 0 | 0 | 0 | 0 | 0 | 0
Electricity | 0 | 0 | 0 | 0 | 0 | 0 | 0
SAF
| 5 | 10 | 20 | 30 | 50 | 75 | 100
Construction | 3.11 | 4.98 | 8.66 | 24.33 | 31.31 | 45.8 | 52.5
Process | 0.43583 | 0.87167 | 1.7433 | 2.615 | 4.3583 | 6.5375 | 8.7167
Desludging | 4.8355 | 9.0005 | 30.5563 | 36.0696 | 60.0074 | 87.4001 | 158.2454
Maintanence | 0.638 | 0.638 | 0.638 | 0.638 | 0.638 | 0.638 | 0.638
Site Visits | 7.656 | 7.656 | 7.656 | 7.656 | 7.656 | 7.656 | 7.656
Electricity | 1.6394 | 4.0985 | 8.5782 | 13.3439 | 20.969 | 32.4066 | 68.4351
ABR VF
| 5 | 10 | 20 | 30 | 50 | 75 | 100
Construction | 2.2367 | 3.6288 | 6.5616 | 8.9331 | 13.4832 | 19.8253 | 25.0295 |  | 29.3162
Process | 0.3088 | 0.55583 | 0.80287 | 1.0499 | 1.4205 | 1.791 | 2.0381
Desludging | 0.18398 | 0.15278 | 0.30556 | 0.35561 | 0.59269 | 0.88903 | 1.1854
Maintanence | 0.71832 | 0.79989 | 0.95893 | 1.1235 | 1.4507 | 1.8487 | 2.2487
Site Visits | 7.656 | 7.656 | 7.656 | 7.656 | 7.656 | 7.656 | 7.656
Electricity | 0 | 0 | 0 | 0 | 0 | 0 | 0
ABR AHF
| 5 | 10 | 20 | 30 | 50 | 75 | 100
Construction | 1.9237 | 2.4666 | 4.0087 | 4.7168 | 5.9728 | 10.2055 | 11.8901 |  | 29.7024
Process | 0.2031 | 0.4062 | 0.81239 | 1.2186 | 2.031 | 3.0465 | 4.062
Desludging | 0.18398 | 0.15278 | 0.30556 | 0.35561 | 0.59269 | 0.88903 | 1.1854
Maintanence | 1.1948 | 1.4981 | 2.5322 | 3.0029 | 3.8622 | 5.6679 | 6.85
Site Visits | 7.656 | 7.656 | 7.656 | 7.656 | 7.656 | 7.656 | 7.656
Electricity | 0.55948 | 1.119 | 6.9003 | 6.9003 | 6.9003 | 6.9003 | 6.9003
Operational Emissions
|  |  | 5 | 10 | 20 | 30 | 50 | 75 | 100
|  | ST | 2.0215 | 3.123 | 5.2751 | 6.9382 | 8.4516 | 12.0408 | 16.0544
|  | SAF | 14.5667 | 21.6267 | 48.5338 | 59.6846 | 92.9907 | 134.0003 | 243.0532
|  | ABR VF | 8.8671 | 9.1645 | 9.7234 | 10.1851 | 11.1198 | 12.1848 | 13.1281
|  | ABR AHF | 9.9442 | 10.7084 | 17.6203 | 18.0765 | 19.126 | 20.4378 | 21.7496
|  |  | 5 | 10 | 20 | 30 | 50 | 75 | 100
|  | ST | 16.1717 | 12.4921 | 10.5502 | 9.251 | 6.7613 | 6.4218 | 6.4218
|  | SAF | 116.534 | 86.5068 | 97.0677 | 79.5794 | 74.3926 | 71.4668 | 97.2213
|  | ABR VF | 70.9368 | 36.658 | 19.4467 | 13.5801 | 8.8959 | 6.4985 | 5.2513
|  | ABR AHF | 79.5535 | 42.8335 | 35.2405 | 24.102 | 15.3008 | 10.9002 | 8.6999
[22 empty] | ABR tankering |  | Desluding every 7 years
Travel distance 40 miles
|  |  | 5 | 10 | 20 | 30 | 50 | 75 | 100 | [13 empty] | PE
|  | ST | 2.0215 | 3.123 | 5.2751 | 6.9382 | 8.4516 | 12.0408 | 16.0544 | [13 empty] | 5 | 40.7777 |  | 8.1555
|  | SAF | 14.5667 | 21.6267 | 48.5338 | 59.6846 | 92.9907 | 134.0003 | 243.0532 | [13 empty] | 10 | 33.8627 |  | 3.3863
|  | ABR VF | 8.8671 | 9.1645 | 9.7234 | 10.1851 | 11.1198 | 12.1848 | 13.1281 | [13 empty] | 20 | 37.5002 |  | 1.875
|  | ABR AHF | 9.9442 | 10.7084 | 17.6203 | 18.0765 | 19.126 | 20.4378 | 21.7496 | [13 empty] | 30 | 58.496 |  | 1.9499
[23 empty] | 50 | 64.1406 |  | 1.2828
[23 empty] | 75 | 96.2838 |  | 1.2838
|  |  | 5 | 10 | 20 | 30 | 50 | 75 | 100 | [13 empty] | 100 | 103.3396 |  | 1.0334
|  | ST | 2.0215 | 3.123 | 5.2751 | 6.9382 | 8.4516 | 12.0408 | 16.0544 | [13 empty] | 200 | 256.5626 |  | 1.2828
|  | SAF | 6.9107 | 13.9707 | 40.8778 | 52.0286 | 85.3347 | 126.3443 | 235.3972 | [13 empty] | 300 | 384.8438 |  | 1.2828
|  | ABR VF | 1.2111 | 1.5085 | 2.0674 | 2.5291 | 3.4638 | 4.5288 | 5.4721 | [13 empty] | 400 | 513.1251 |  | 1.2828
|  | ABR AHF | 2.2882 | 3.0524 | 9.9643 | 10.4205 | 11.47 | 12.7818 | 14.0936 | [13 empty] | 500 | 641.4064 |  | 1.2828
[23 empty] | 600 | 769.6877 |  | 1.2828
[23 empty] | 800 | 1026.2502 |  | 1.2828
|  |  | 0.080858 | 0.12492 | 0.211 | 0.27753 | 0.33806 | 0.48163 | 0.64218 | [13 empty] | 1000 | 1282.8128 |  | 1.2828
|  |  | 0.27643 | 0.55883 | 1.6351 | 2.0811 | 3.4134 | 5.0538 | 9.4159 |  |  |  | 5 | 10 | 20 | 30 | 50 | 75 | 100
|  |  | 0.048444 | 0.06034 | 0.082694 | 0.10116 | 0.13855 | 0.18115 | 0.21889 |  |  | ST | 16.1717 | 12.4921 | 10.5502 | 9.251 | 6.7613 | 6.4218 | 6.4218
|  |  | 0.091527 | 0.1221 | 0.39857 | 0.41682 | 0.4588 | 0.51127 | 0.56375 |  |  | SAF | 55.286 | 55.8828 | 81.7557 | 69.3714 | 68.2678 | 67.3836 | 94.1589
[12 empty] | ABR VF | 9.6888 | 6.034 | 4.1347 | 3.3721 | 2.7711 | 2.4153 | 2.1889
[12 empty] | ABR AHF | 18.3055 | 12.2095 | 19.9285 | 13.894 | 9.176 | 6.817 | 5.6375
|  |  | 0.016172 | 0.012492 | 0.01055 | 0.009251 | 0.0067613 | 0.0064218 | 0.0064218
|  |  | 0.055286 | 0.055883 | 0.081756 | 0.069371 | 0.068268 | 0.067384 | 0.094159
|  |  | 0.0096888 | 0.006034 | 0.0041347 | 0.0033721 | 0.0027711 | 0.0024153 | 0.0021889
|  |  | 0.018305 | 0.01221 | 0.019929 | 0.013894 | 0.009176 | 0.006817 | 0.0056375
|  | ST | 1.199 | 2.507 | 2.6195 | 2.0635 | 5.611 | 7.4695 | 9.985 |  |  | 26.0394
|  | ABR VF | 2.2367 | 3.6288 | 6.5616 | 8.9331 | 13.4832 | 19.8253 | 25.0295
|  | ABR AHF | 1.9237 | 2.4666 | 4.0087 | 4.7168 | 5.9728 | 10.2055 | 11.8901 |  |  | 25.9837
Cross over period
|  |  | 5 | 10 | 20 | 30 | 50 | 75 | 100
|  | ABR VF | 32.0125 | 17.3705 | 30.7237 | 38.9506 | 39.4576 | 41.1201 | 35.5417
|  | ABR AHF | [6 empty] | 24.2899
|  |  | 5.2419 | 8.7531 | 13.1697 | 15.94 | 22.5142 | 31.5511 | 42.0938
|  |  | 16.0582 | 31.5702 | 88.3173 | 112.9902 | 184.1527 | 272.5139 | 495.8238
|  |  | 4.6589 | 6.6458 | 10.6963 | 13.9912 | 20.4109 | 28.8829 | 35.9738
|  |  | 6.5 | 8.5714 | 23.9372 | 25.5578 | 28.9128 | 35.7692 | 40.0774
|  |  | 0.58306 | 2.1072 | 2.4733 | 1.9487 | 2.1033 | 2.6682 | 6.1201
|  |  | -1.2581 | 0.1817 | -10.7676 | -9.6179 | -6.3986 | -4.2181 | 2.0165
|  |  | 5 | 10 | 20 | 30 | 50 | 75 | 100
|  |  | 0.11661 | 0.21072 | 0.12367 | 0.064958 | 0.042066 | 0.035577 | 0.061201
|  |  | -0.25163 | 0.01817 | -0.53838 | -0.3206 | -0.12797 | -0.056241 | 0.020165

## Operational Emission Summary
Septic Tank | [9 empty] | SAF | [12 empty] | ABR + VF | [12 empty] | ABR + AHF
[11 empty] | SAF |  |  |  |  | 2381.8158 | 3175.7545 | 4763.6317 | 6351.5089 | 7939.3861 | 9527.2634 | 12703.0178 | 26472.8138 | [20 empty] | 27.6467
3.4867
| Overall System Process Emissions |  |  |  | CO2 eq (kg Co2 eq yr-1)
Emissions at 2021
| PE | Process | Tankering | Overall |  |  |  | tCo2eq PE-1 yr-1 |  |  | PE | Process | Tankering | Discharge to Surface Waters | Electrical | Site Visits | Maintanence |  | Overall |  | tCo2eq PE-1 yr-1 |  |  | PE | Process | Tankering | Discharge to Surface Waters | Electrical | Site Visits | Maintanence |  | Overall |  | tCo2eq PE-1 yr-1 |  |  | PE | Process | Tankering | Discharge to Surface Waters | Electrical | Site Visits | Maintanence |  | Overall |  | tCo2eq PE-1 yr-1 |  | PE | STS | SAF | ABR-VF | ABR-AHF | [11 empty] | Process STS |  |  | Process SAF
| 5 | 643.9357 | 105.2265 | 749.1623 |  | 128.7871 | 21.0453 | 0.14983 |  |  | 5 | 17.4334 | 67.4193 | 31.6268 | 103.4303 | 331.76 | 55.3025 |  | 606.9722 |  | 0.12139 |  |  | 5 | 12.3808 | 21.5816 | 31.6268 | 0 | 331.76 | 28.7329 |  | 426.082 |  | 0.085216 |  |  | 5 | 8.1529 | 21.5816 | 31.6268 | 35.3818 | 331.76 | 47.7912 |  | 476.2943 |  | 0.095259 |  | 5 | 0.14983 | 0.12139 | 0.085216 | 0.095259 |  |  | STS | SAF | ABR-VF | ABR-AHF
| 10 | 1287.8715 | 107.7415 | 1395.613 |  | 128.7871 | 10.7742 | 0.13956 |  |  | 10 | 34.8668 | 104.5796 | 63.2535 | 258.5758 | 331.76 | 62.6275 |  | 855.6632 |  | 0.085566 |  |  | 10 | 24.7616 | 7.4413 | 63.2535 | 0 | 331.76 | 31.9957 |  | 459.2122 |  | 0.045921 |  |  | 10 | 16.3058 | 7.4413 | 63.2535 | 70.7636 | 331.76 | 59.9251 |  | 549.4494 |  | 0.054945 |  | 10 | 0.13956 | 0.085566 | 0.045921 | 0.054945 |  | 10 | 0.13956 | 0.085566 | 0.045921 | 0.054945 |  |  |  |  | PE | CO2 N2O | CO2 CH4
| 20 | 2575.743 | 112.7715 | 2688.5145 |  | 128.7871 | 5.6386 | 0.13443 |  |  | 20 | 69.7335 | 218.5485 | 126.5071 | 541.2052 | 331.76 | 75.415 |  | 1363.1693 |  | 0.068158 |  |  | 20 | 49.5232 | 8.2407 | 126.5071 | 0 | 331.76 | 38.3571 |  | 554.3881 |  | 0.027719 |  |  | 20 | 32.6115 | 8.2407 | 126.5071 | 436.3756 | 331.76 | 101.2876 |  | 1036.7825 |  | 0.051839 |  | 20 | 0.13443 | 0.068158 | 0.027719 | 0.051839 |  | 100 | 0.12966 | 0.062256 | 0.013128 | 0.018487 |  |  |  |  | 5 | 96.7913 | 547.1445 |  | 14.5187 | 2.9147 |  | 19.3583 | 109.4289 |  | 128.7871 |  | 84.9688 | 2.9037 | 0.58294 | 3.4867 | 83.281
| 30 | 3863.6145 | 72.9157 | 3936.5302 |  | 128.7871 | 2.4305 | 0.13122 |  |  | 30 | 104.6003 | 147.5331 | 189.7606 | 841.8748 | 331.76 | 65.915 |  | 1681.4438 |  | 0.056048 |  |  | 30 | 74.2848 | 9.9736 | 189.7606 | 0 | 331.76 | 44.9414 |  | 650.7204 |  | 0.021691 |  |  | 30 | 48.9173 | 9.9736 | 189.7606 | 436.3756 | 331.76 | 120.1162 |  | 1136.9033 |  | 0.037897 |  | 30 | 0.13122 | 0.056048 | 0.021691 | 0.037897 |  | 1000 | 0.12985 | 0.016216 | 0.0099377 | 0.012584 |  |  |  |  | 10 | 193.5825 | 1094.289 |  | 29.0374 | 5.8294 |  | 19.3583 | 109.4289 |  |  |  |  | 2.9037 | 0.58294
| 50 | 6439.3575 | 77.0927 | 6516.4502 |  | 128.7871 | 1.5419 | 0.13033 |  |  | 50 | 174.3338 | 160.0588 | 316.2677 | 1322.9461 | 331.76 | 68.79 |  | 2374.1564 |  | 0.047483 |  |  | 50 | 123.808 | 10.936 | 316.2677 | 0 | 331.76 | 58.0271 |  | 840.7988 |  | 0.016816 |  |  | 50 | 81.5288 | 10.936 | 316.2677 | 436.3756 | 331.76 | 154.4876 |  | 1331.3557 |  | 0.026627 |  | 50 | 0.13033 | 0.047483 | 0.016816 | 0.026627 | [10 empty] | 20 | 387.165 | 2188.578 |  | 58.0748 | 11.6588 |  | 19.3583 | 109.4289 |  |  |  |  | 2.9037 | 0.58294
| 75 | 9659.0363 | 82.314 | 9741.3502 |  | 128.7872 | 1.0975 | 0.12988 |  |  | 75 | 261.5007 | 326.8328 | 474.4015 | 2044.5531 | 331.76 | 75.29 |  | 3514.3381 |  | 0.046858 |  |  | 75 | 185.7119 | 10.3345 | 474.4015 | 0 | 331.76 | 73.9486 |  | 1076.1565 |  | 0.014349 |  |  | 75 | 122.2933 | 10.3345 | 474.4015 | 436.3756 | 331.76 | 226.7162 |  | 1601.8811 |  | 0.021358 |  | 75 | 0.12988 | 0.046858 | 0.014349 | 0.021358 | [10 empty] | 30 | 580.7475 | 3282.867 |  | 87.1121 | 17.4882 |  | 19.3582 | 109.4289 |  |  |  |  | 2.9037 | 0.58294
| 100 | 12878.715 | 87.5352 | 12966.2502 | 128.7871 | 128.7871 | 0.87535 | 0.12966 | 0.6751 |  | 100 | 348.6676 | 511.8393 | 632.5354 | 4317.6151 | 331.76 | 83.165 | 3.4867 | 6225.5824 |  | 0.062256 | 8.2215 |  | 100 | 247.6159 | 10.936 | 632.5354 | 0 | 331.76 | 89.9486 | 2.4762 | 1312.7958 | 0.83303 | 0.013128 |  |  | 100 | 163.0577 | 10.936 | 632.5354 | 436.3756 | 331.76 | 274.0019 | 1.6306 | 1848.6666 | 0.59156 | 0.018487 |  | 100 | 0.12966 | 0.062256 | 0.013128 | 0.018487 | [10 empty] | 50 | 967.9125 | 5471.445 |  | 145.1869 | 29.147 |  | 19.3582 | 109.4289 |  |  |  |  | 2.9037 | 0.58294
| 150 | 19318.0725 | 97.9777 | 19416.0502 |  | 128.7872 | 0.65318 | 0.12944 |  |  | 150 | 523.0015 | 844.7253 | 948.8031 | 2381.8158 | 331.76 | 83.165 |  | 5113.2707 |  | 0.034088 |  |  | 150 | 371.4239 | 23.6937 | 948.8031 | 0 | 331.76 | 153.4914 |  | 1829.172 |  | 0.012194 |  |  | 150 | 244.5865 | 23.6937 | 948.8031 | 471.7574 | 331.76 | 364.4233 |  | 2385.024 |  | 0.0159 |  | 150 | 0.12944 | 0.034088 | 0.012194 | 0.0159 | [10 empty] | 75 | 1451.8687 | 8207.1675 |  | 217.7803 | 43.7204 |  | 19.3582 | 109.4289 |  |  |  |  | 2.9037 | 0.58294
| 200 | 25757.43 | 136.3891 | 25893.8191 |  | 128.7871 | 0.68195 | 0.12947 |  |  | 200 | 697.3353 | 865.0485 | 1265.0708 | 3175.7545 | 331.76 | 83.165 |  | 6418.1341 |  | 0.032091 |  |  | 200 | 495.2318 | 27.9462 | 1265.0708 | 0 | 331.76 | 196.3771 |  | 2316.3859 |  | 0.011582 |  |  | 200 | 326.1154 | 27.9462 | 1265.0708 | 471.7574 | 331.76 | 472.5662 |  | 2895.216 |  | 0.014476 |  | 200 | 0.12947 | 0.032091 | 0.011582 | 0.014476 | [10 empty] | 100 | 1935.825 | 10942.89 |  | 290.3737 | 58.2939 |  | 19.3582 | 109.4289
| 300 | 38636.145 | 152.5934 | 38788.7384 |  | 128.7872 | 0.50864 | 0.1293 |  |  | 300 | 1046.003 | 905.6949 | 1897.6062 | 4763.6317 | 331.76 | 83.165 |  | 9027.8607 |  | 0.030093 |  |  | 300 | 742.8477 | 32.1988 | 1897.6062 | 0 | 331.76 | 281.3914 |  | 3285.8041 |  | 0.010953 |  |  | 300 | 489.1731 | 32.1988 | 1897.6062 | 707.6361 | 331.76 | 655.709 |  | 4114.0832 |  | 0.013714 |  | 300 | 0.1293 | 0.030093 | 0.010953 | 0.013714 | [10 empty] | 150 | 2903.7375 | 16414.335 |  |  |  |  | 19.3582 | 109.4289
| 400 | 51514.86 | 337.5955 | 51852.4555 |  | 128.7871 | 0.84399 | 0.12963 |  |  | 400 | 1394.6706 | 587.7697 | 2530.1415 | 6351.5089 | 331.76 | 83.165 |  | 11279.0158 |  | 0.028198 |  |  | 400 | 990.4636 | 40.7039 | 2530.1415 | 0 | 331.76 | 366.4486 |  | 4259.5176 |  | 0.010649 |  |  | 400 | 652.2308 | 40.7039 | 2530.1415 | 707.6361 | 331.76 | 870.1376 |  | 5132.61 |  | 0.012832 |  | 400 | 0.12963 | 0.028198 | 0.010649 | 0.012832 | [10 empty] | 200 | 3871.65 | 21885.78 |  |  |  |  | 19.3582 | 109.4289
| 500 | 64393.575 | 370.0041 | 64763.5791 |  | 128.7871 | 0.74001 | 0.12953 |  |  | 500 | 1743.3383 | 604.6465 | 3162.6769 | 7939.3861 | 331.76 | 83.165 |  | 13864.9728 |  | 0.02773 |  |  | 500 | 1238.0795 | 49.209 | 3162.6769 | 0 | 331.76 | 450.3771 |  | 5232.1026 |  | 0.010464 |  |  | 500 | 815.2885 | 49.209 | 3162.6769 | 707.6361 | 331.76 | 1053.4233 |  | 6119.9939 |  | 0.01224 |  | 500 | 0.12953 | 0.02773 | 0.010464 | 0.01224 | [10 empty] | 300 | 5807.475 | 32828.67 |  |  |  |  | 19.3582 | 109.4289
| 600 | 77272.29 | 402.4127 | 77674.7027 |  | 128.7872 | 0.67069 | 0.12946 |  |  | 600 | 2092.0059 | 624.3361 | 3795.2123 | 9527.2634 | 331.76 | 83.165 |  | 16453.7427 |  | 0.027423 |  |  | 600 | 1485.6954 | 57.7142 | 3795.2123 | 0 | 331.76 | 536.2343 |  | 6206.6162 |  | 0.010344 |  |  | 600 | 978.3462 | 57.7142 | 3795.2123 | 1297.3329 | 331.76 | 1207.8269 |  | 7668.1925 |  | 0.01278 |  | 600 | 0.12946 | 0.027423 | 0.010344 | 0.01278 | [10 empty] | 400 | 7743.3 | 43771.56 |  |  |  |  | 19.3582 | 109.4289
| 800 | 103029.72 | 700.845 | 103730.565 |  | 128.7871 | 0.87606 | 0.12966 |  |  | 800 | 2789.3412 | 658.0897 | 5060.2831 | 12703.0178 | 331.76 | 83.165 |  | 21625.6568 |  | 0.027032 |  |  | 800 | 1980.9272 | 74.7244 | 5060.2831 | 0 | 331.76 | 622.8057 |  | 8070.5004 |  | 0.010088 |  |  | 800 | 1304.4616 | 74.7244 | 5060.2831 | 2594.6658 | 331.76 | 1430.3805 |  | 10796.2753 |  | 0.013495 |  | 800 | 0.12966 | 0.027032 | 0.010088 | 0.013495 | [10 empty] | 500 | 9679.125 | 54714.45 |  |  |  |  | 19.3583 | 109.4289
| 1000 | 128787.15 | 1064.0946 | 129851.2446 |  | 128.7871 | 1.0641 | 0.12985 |  |  | 1000 | 3486.6765 | 697.4689 | 6325.3538 | 26472.8138 | 331.76 | 83.165 |  | 37397.2381 |  | 0.037397 |  |  | 1000 | 2476.159 | 91.7347 | 6325.3538 | 0 | 331.76 | 712.6629 |  | 9937.6704 |  | 0.0099377 |  |  | 1000 | 1630.577 | 91.7347 | 6325.3538 | 2594.6658 | 331.76 | 1609.5233 |  | 12583.6146 |  | 0.012584 |  | 1000 | 0.12985 | 0.037397 | 0.0099377 | 0.012584 | [10 empty] | 600 | 11614.95 | 65657.34 |  |  |  |  | 19.3582 | 109.4289
[64 empty] | 800 | 15486.6 | 87543.12 |  |  |  |  | 19.3582 | 109.4289
[64 empty] | 1000 | 19358.25 | 109428.9 |  |  |  |  | 19.3583 | 109.4289
2030, electirc fleet and 80% biomethane tankers
| PE | [9 empty] | PE | Process | Tankering | Discharge to Surface Waters | Electrical | Site Visits | Maintanence |  | Overall |  | tCo2eq PE-1 yr-1 |  |  | PE | Process | Tankering | Discharge to Surface Waters | Electrical | Site Visits | Maintanence |  | Overall |  | tCo2eq PE-1 yr-1 |  |  | PE | Process | Tankering | Discharge to Surface Waters | Electrical | Site Visits | Maintanence |  | Overall |  | tCo2eq PE-1 yr-1 |  | STS 2021 | STS 2030 |  | SAF 2021 | SAF 2030 | ABR-VF 2021 | ABR-VF 2030 |  | ABR-AHF 2021 | ABR-AHF 2030 |  |  | STS 2021 | SAF 2021 | ABR-VF 2021 | ABR-AHF 2021 | STS 2030 | SAF 2030 | ABR-VF 2030 | ABR-AHF 2030 |  |  | SAF 2021 | SAF 2030 | ABR-VF 2021 | ABR-VF 2030 | ABR-AHF 2021 | ABR-AHF 2030
| 5 | 643.9357 | 39.5652 | 683.5009 |  | 128.7871 | 7.913 | 0.1367 |  |  | 5 | 17.4334 | 25.3496 | 31.6268 | 67.4198 | 0.075906 | 4.2688 |  | 146.1744 |  | 0.029235 |  |  | 5 | 12.3808 | 8.1147 | 31.6268 | 0 | 0.075906 | 3.2192 |  | 55.4173 |  | 0.011083 | 11.0835 |  | 5 | 8.1529 | 8.1147 | 31.6268 | 24.2556 | 0.075906 | 15.3992 |  | 87.625 |  | 0.017525 |  | 0.14983 | 0.1367 |  | 0.12139 | 0.029235 | 0.085216 | 0.011083 |  | 0.095259 | 0.017525 |  |  | 0.14983 | 0.12139 | 0.085216 | 0.095259 | 0.1367 | 0.029235 | 0.011083 | 0.017525 |  |  | 0.12139 | 0.029235 | 0.085216 | 0.011083 | 0.095259 | 0.017525
| 10 | 1287.8715 | 40.5108 | 1328.3823 |  | 128.7871 | 4.0511 | 0.13284 |  |  | 10 | 34.8668 | 39.3219 | 63.2535 | 168.5496 | 0.075906 | 11.5938 |  | 317.6615 |  | 0.031766 |  |  | 10 | 24.7616 | 2.7979 | 63.2535 | 0 | 0.075906 | 6.482 |  | 97.371 |  | 0.0097371 | 9.7371 |  | 10 | 16.3058 | 2.7979 | 63.2535 | 48.5112 | 0.075906 | 26.2206 | 1.6306 | 157.165 |  | 0.015716 |  | 0.13956 | 0.13284 |  | 0.085566 | 0.031766 | 0.045921 | 0.0097371 |  | 0.054945 | 0.015716 |  |  | 0.13956 | 0.085566 | 0.045921 | 0.054945 | 0.13284 | 0.031766 | 0.0097371 | 0.015716 |  |  | 0.085566 | 0.031766 | 0.045921 | 0.0097371 | 0.054945 | 0.015716
| 20 | 2575.743 | 42.4021 | 2618.1451 |  | 128.7871 | 2.1201 | 0.13091 |  |  | 20 | 69.7335 | 82.1742 | 126.5071 | 352.7782 | 0.075906 | 24.3813 |  | 655.6503 |  | 0.032783 |  |  | 20 | 49.5232 | 3.0985 | 126.5071 | 0 | 0.075906 | 12.8435 |  | 192.0481 |  | 0.0096024 | 9.6024 |  | 20 | 32.6115 | 3.0985 | 126.5071 | 299.1525 | 0.075906 | 44.7206 |  | 506.1661 |  | 0.025308 |  | 0.13443 | 0.13091 |  | 0.068158 | 0.032783 | 0.027719 | 0.0096024 |  | 0.051839 | 0.025308 |  |  | 0.13443 | 0.068158 | 0.027719 | 0.051839 | 0.13091 | 0.032783 | 0.0096024 | 0.025308 |  |  | 0.068158 | 0.032783 | 0.027719 | 0.0096024 | 0.051839 | 0.025308
| 30 | 3863.6145 | 27.4163 | 3891.0308 |  | 128.7871 | 0.91388 | 0.1297 |  |  | 30 | 104.6003 | 55.4724 | 189.7606 | 548.7661 | 0.075906 | 14.8813 |  | 913.5567 |  | 0.030452 |  |  | 30 | 74.2848 | 3.7501 | 189.7606 | 0 | 0.075906 | 19.4278 |  | 287.2991 |  | 0.0095766 | 9.5766 |  | 30 | 48.9173 | 3.7501 | 189.7606 | 299.1525 | 0.075906 | 63.5492 |  | 605.2055 |  | 0.020174 |  | 0.13122 | 0.1297 |  | 0.056048 | 0.030452 | 0.021691 | 0.0095766 |  | 0.037897 | 0.020174 |  |  | 0.13122 | 0.056048 | 0.021691 | 0.037897 | 0.1297 | 0.030452 | 0.0095766 | 0.020174 |  |  | 0.056048 | 0.030452 | 0.021691 | 0.0095766 | 0.037897 | 0.020174
| 50 | 6439.3575 | 28.9869 | 6468.3444 |  | 128.7871 | 0.57974 | 0.12937 |  |  | 50 | 174.3338 | 60.1821 | 316.2677 | 862.3467 | 0.075906 | 17.7563 |  | 1430.9626 |  | 0.028619 |  |  | 50 | 123.808 | 4.1119 | 316.2677 | 0 | 0.075906 | 32.5135 |  | 476.7769 |  | 0.0095355 | 9.5355 |  | 50 | 81.5288 | 4.1119 | 316.2677 | 299.1525 | 0.075906 | 97.9206 |  | 799.0575 |  | 0.015981 |  | 0.13033 | 0.12937 |  | 0.047483 | 0.028619 | 0.016816 | 0.0095355 |  | 0.026627 | 0.015981 |  |  | 0.13033 | 0.047483 | 0.016816 | 0.026627 | 0.12937 | 0.028619 | 0.0095355 | 0.015981 |  |  | 0.047483 | 0.028619 | 0.016816 | 0.0095355 | 0.026627 | 0.015981
| 75 | 9659.0363 | 30.95 | 9689.9863 |  | 128.7872 | 0.41267 | 0.1292 |  |  | 75 | 261.5007 | 122.8891 | 474.4015 | 1332.7177 | 0.075906 | 24.2563 |  | 2215.8413 |  | 0.029545 |  |  | 75 | 185.7119 | 3.8858 | 474.4015 | 0 | 0.075906 | 48.4349 |  | 712.51 |  | 0.0095001 | 9.5001 |  | 75 | 122.2933 | 3.8858 | 474.4015 | 299.1525 | 0.075906 | 170.1492 |  | 1069.9581 |  | 0.014266 |  | 0.12988 | 0.1292 |  | 0.046858 | 0.029545 | 0.014349 | 0.0095001 |  | 0.021358 | 0.014266 |  |  | 0.12988 | 0.046858 | 0.014349 | 0.021358 | 0.1292 | 0.029545 | 0.0095001 | 0.014266 |  |  | 0.046858 | 0.029545 | 0.014349 | 0.0095001 | 0.021358 | 0.014266
| 100 | 12878.715 | 32.9132 | 12911.6282 |  | 128.7871 | 0.32913 | 0.12912 |  |  | 100 | 348.6676 | 192.4516 | 632.5354 | 2814.3861 | 0.075906 | 32.1313 |  | 4020.2479 |  | 0.040202 |  |  | 100 | 247.6159 | 4.1119 | 632.5354 | 0 | 0.075906 | 64.4349 |  | 948.774 | 0.43339 | 0.0094877 | 9.4877 |  | 100 | 163.0577 | 4.1119 | 632.5354 | 299.1525 | 0.075906 | 217.4349 | 45.9908 | 1316.3683 |  | 0.013164 |  | 0.12966 | 0.12912 |  | 0.062256 | 0.040202 | 0.013128 | 0.0094877 |  | 0.018487 | 0.013164 |  |  | 0.12966 | 0.062256 | 0.013128 | 0.018487 | 0.12912 | 0.040202 | 0.0094877 | 0.013164 |  |  | 0.062256 | 0.040202 | 0.013128 | 0.0094877 | 0.018487 | 0.013164
| 150 | 19318.0725 | 36.8396 | 19354.9121 |  | 128.7872 | 0.2456 | 0.12903 |  |  | 150 | 523.0015 | 317.6167 | 948.8031 | 862.3467 | 0.075906 | 32.1313 |  | 2683.9752 |  | 0.017893 |  |  | 150 | 371.4239 | 8.9088 | 948.8031 | 0 | 0.075906 | 127.9778 |  | 1457.1894 |  | 0.0097146 | 9.7146 |  | 150 | 244.5865 | 8.9088 | 948.8031 | 323.4081 | 0.075906 | 290.0063 |  | 1815.7887 |  | 0.012105 |  | 0.12944 | 0.12903 |  | 0.027029 | 0.017893 | 0.012194 | 0.0097146 |  | 0.0159 | 0.012105 |  |  | 0.12944 | 0.027029 | 0.012194 | 0.0159 | 0.12903 | 0.017893 | 0.0097146 | 0.012105 |  |  | 0.027029 | 0.017893 | 0.012194 | 0.0097146 | 0.0159 | 0.012105
| 200 | 25757.43 | 51.2823 | 25808.7123 |  | 128.7871 | 0.25641 | 0.12904 |  |  | 200 | 697.3353 | 325.2583 | 1265.0708 | 940.7419 | 0.075906 | 32.1313 |  | 3260.6134 |  | 0.016303 |  |  | 200 | 495.2318 | 10.5078 | 1265.0708 | 0 | 0.075906 | 170.8635 |  | 1941.7497 |  | 0.0097087 | 9.7087 |  | 200 | 326.1154 | 10.5078 | 1265.0708 | 323.4081 | 0.075906 | 398.1492 |  | 2323.3271 |  | 0.011617 |  | 0.12947 | 0.12904 |  | 0.023428 | 0.016303 | 0.011582 | 0.0097087 |  | 0.014476 | 0.011617 |  |  | 0.12947 | 0.023428 | 0.011582 | 0.014476 | 0.12904 | 0.016303 | 0.0097087 | 0.011617 |  |  | 0.023428 | 0.016303 | 0.011582 | 0.0097087 | 0.014476 | 0.011617
| 300 | 38636.145 | 57.3751 | 38693.5201 |  | 128.7872 | 0.19125 | 0.12898 |  |  | 300 | 1046.003 | 340.5413 | 1897.6062 | 1019.137 | 0.075906 | 32.1313 |  | 4335.4947 |  | 0.014452 |  |  | 300 | 742.8477 | 12.1067 | 1897.6062 | 0 | 0.075906 | 255.8778 |  | 2908.5143 |  | 0.009695 | 9.695 |  | 300 | 489.1731 | 12.1067 | 1897.6062 | 485.1121 | 0.075906 | 581.292 |  | 3465.366 |  | 0.011551 |  | 0.1293 | 0.12898 |  | 0.019426 | 0.014452 | 0.010953 | 0.009695 |  | 0.013714 | 0.011551 |  |  | 0.1293 | 0.019426 | 0.010953 | 0.013714 | 0.12898 | 0.014452 | 0.009695 | 0.011551 |  |  | 0.019426 | 0.014452 | 0.010953 | 0.009695 | 0.013714 | 0.011551
| 400 | 51514.86 | 126.9359 | 51641.7959 |  | 128.7871 | 0.31734 | 0.1291 |  |  | 400 | 1394.6706 | 221.0014 | 2530.1415 | 1254.3225 | 0.075906 | 32.1313 |  | 5432.3433 |  | 0.013581 |  |  | 400 | 990.4636 | 15.3047 | 2530.1415 | 0 | 0.075906 | 340.9349 |  | 3876.9206 |  | 0.0096923 | 9.6923 |  | 400 | 652.2308 | 15.3047 | 2530.1415 | 485.1121 | 0.075906 | 795.7206 |  | 4478.5856 |  | 0.011196 |  | 0.12963 | 0.1291 |  | 0.017129 | 0.013581 | 0.010649 | 0.0096923 |  | 0.012832 | 0.011196 |  |  | 0.12963 | 0.017129 | 0.010649 | 0.012832 | 0.1291 | 0.013581 | 0.0096923 | 0.011196 |  |  | 0.017129 | 0.013581 | 0.010649 | 0.0096923 | 0.012832 | 0.011196
| 500 | 64393.575 | 139.1215 | 64532.6965 |  | 128.7871 | 0.27824 | 0.12907 |  |  | 500 | 1743.3383 | 227.3471 | 3162.6769 | 1724.6934 | 0.075906 | 32.1313 |  | 6890.2629 |  | 0.013781 |  |  | 500 | 1238.0795 | 18.5026 | 3162.6769 | 0 | 0.075906 | 424.8635 |  | 4844.1984 |  | 0.0096884 | 9.6884 |  | 500 | 815.2885 | 18.5026 | 3162.6769 | 485.1121 | 0.075906 | 979.0063 |  | 5460.6623 |  | 0.010921 |  | 0.12953 | 0.12907 |  | 0.017143 | 0.013781 | 0.010464 | 0.0096884 |  | 0.01224 | 0.010921 |  |  | 0.12953 | 0.017143 | 0.010464 | 0.01224 | 0.12907 | 0.013781 | 0.0096884 | 0.010921 |  |  | 0.017143 | 0.013781 | 0.010464 | 0.0096884 | 0.01224 | 0.010921
| 600 | 77272.29 | 151.3072 | 77423.5972 |  | 128.7872 | 0.25218 | 0.12904 |  |  | 600 | 2092.0059 | 234.7504 | 3795.2123 | 2038.2741 | 0.075906 | 32.1313 |  | 8192.4499 |  | 0.013654 |  |  | 600 | 1485.6954 | 21.7005 | 3795.2123 | 0 | 0.075906 | 510.7206 |  | 5813.4048 |  | 0.009689 | 9.689 |  | 600 | 978.3462 | 21.7005 | 3795.2123 | 889.3722 | 0.075906 | 1162.4349 |  | 6847.142 |  | 0.011412 |  | 0.12946 | 0.12904 |  | 0.016756 | 0.013654 | 0.010344 | 0.009689 |  | 0.01278 | 0.011412 |  |  | 0.12946 | 0.016756 | 0.010344 | 0.01278 | 0.12904 | 0.013654 | 0.009689 | 0.011412 |  |  | 0.016756 | 0.013654 | 0.010344 | 0.009689 | 0.01278 | 0.011412
| 800 | 103029.72 | 263.5177 | 103293.2377 |  | 128.7871 | 0.3294 | 0.12912 |  |  | 800 | 2789.3412 | 247.4417 | 5060.2831 | 2508.645 | 0.075906 | 32.1313 |  | 10637.9182 |  | 0.013297 |  |  | 800 | 1980.9272 | 28.0964 | 5060.2831 | 0 | 0.075906 | 597.292 |  | 7666.6746 |  | 0.0095833 | 9.5833 |  | 800 | 1304.4616 | 28.0964 | 5060.2831 | 1778.7444 | 0.075906 | 1380.8635 |  | 9552.5248 |  | 0.011941 |  | 0.12966 | 0.12912 |  | 0.015964 | 0.013297 | 0.010088 | 0.0095833 |  | 0.013495 | 0.011941 |  |  | 0.12966 | 0.015964 | 0.010088 | 0.013495 | 0.12912 | 0.013297 | 0.0095833 | 0.011941 |  |  | 0.015964 | 0.013297 | 0.010088 | 0.0095833 | 0.013495 | 0.011941
| 1000 | 128787.15 | 400.0996 | 129187.2496 |  | 128.7871 | 0.4001 | 0.12919 |  |  | 1000 | 3486.6765 | 262.2483 | 6325.3538 | 3449.3869 | 0.075906 | 32.1313 |  | 13555.8728 |  | 0.013556 |  |  | 1000 | 2476.159 | 34.4922 | 6325.3538 | 0 | 0.075906 | 687.1492 |  | 9523.2302 |  | 0.0095232 | 9.5232 |  | 1000 | 1630.577 | 34.4922 | 6325.3538 | 1778.7444 | 0.075906 | 1560.0063 |  | 11329.2497 |  | 0.011329 |  | 0.12985 | 0.12919 |  | 0.016216 | 0.013556 | 0.0099377 | 0.0095232 |  | 0.012584 | 0.011329 |  |  | 0.12985 | 0.016216 | 0.0099377 | 0.012584 | 0.12919 | 0.013556 | 0.0095232 | 0.011329 |  |  | 0.016216 | 0.013556 | 0.0099377 | 0.0095232 | 0.012584 | 0.011329
Flared Septic Tank
19.3583 | [17 empty] | in 2030 | [20 empty] | 0.376 |  | 2.6596 | [30 empty] | 0.75917 |  | 0.86994 |  | 0.81603
| PE | Process | Tankering | Overall |  |  |  | tCo2eq PE-1 yr-1 |  |  | PE | STS | SAF | ABR-VF | ABR-AHF |  | Electrical | 89.4309 | [20 empty] | 0.376
| 5 | 96.7913 | 105.2265 | 749.1623 |  | 19.3583 | 21.0453 | 0.040404 |  |  | 5 | 0.040404 | 0.12139 | 0.085216 | 0.095259 |  |  | mean 2030 - 2040 | [20 empty] | 0.376
| 10 | 193.5825 | 107.7415 | 1395.613 |  | 19.3583 | 10.7742 | 0.030132 |  |  | 10 | 0.030132 | 0.085566 | 0.045921 | 0.054945 |  | Electrical | 77.2343 | gCO2 kWh-1 | [19 empty] | 0.376
| 20 | 387.165 | 112.7715 | 2688.5145 |  | 19.3583 | 5.6386 | 0.024997 |  |  | 20 | 0.024997 | 0.068158 | 0.027719 | 0.051839 | [23 empty] | 0.376
| 30 | 580.7475 | 72.9157 | 3936.5302 |  | 19.3583 | 2.4305 | 0.021789 |  |  | 30 | 0.021789 | 0.056048 | 0.021691 | 0.037897 | [23 empty] | 0.376
| 50 | 967.9125 | 77.0927 | 6516.4502 |  | 19.3583 | 1.5419 | 0.0209 |  |  | 50 | 0.0209 | 0.047483 | 0.016816 | 0.026627
| 75 | 1451.8688 | 82.314 | 9741.3502 |  | 19.3583 | 1.0975 | 0.020456 |  |  | 75 | 0.020456 | 0.046858 | 0.014349 | 0.021358
| 100 | 1935.825 | 87.5352 | 12966.2502 |  | 19.3583 | 0.87535 | 0.020234 |  |  | 100 | 0.020234 | 0.062256 | 0.013128 | 0.018487
| 150 | 2903.7375 | 97.9777 | 19416.0502 |  | 19.3583 | 0.65318 | 0.020011 |  |  | 150 | 0.020011 | 0.027029 | 0.012194 | 0.0159
| 200 | 3871.65 | 136.3891 | 25893.8191 |  | 19.3583 | 0.68195 | 0.02004 |  |  | 200 | 0.02004 | 0.023428 | 0.011582 | 0.014476
| 300 | 5807.475 | 152.5934 | 38788.7384 |  | 19.3583 | 0.50864 | 0.019867 |  |  | 300 | 0.019867 | 0.019426 | 0.010953 | 0.013714
| 400 | 7743.3 | 337.5955 | 51852.4555 |  | 19.3583 | 0.84399 | 0.020202 |  |  | 400 | 0.020202 | 0.017129 | 0.010649 | 0.012832
| 500 | 9679.125 | 370.0041 | 64763.5791 |  | 19.3583 | 0.74001 | 0.020098 |  |  | 500 | 0.020098 | 0.017143 | 0.010464 | 0.01224
| 600 | 11614.95 | 402.4127 | 77674.7027 |  | 19.3583 | 0.67069 | 0.020029 |  |  | 600 | 0.020029 | 0.016756 | 0.010344 | 0.01278
| 800 | 15486.6 | 700.845 | 103730.565 |  | 19.3583 | 0.87606 | 0.020234 |  |  | 800 | 0.020234 | 0.015964 | 0.010088 | 0.013495
| 1000 | 19358.25 | 1064.0946 | 129851.2446 |  | 19.3583 | 1.0641 | 0.020422 |  |  | 1000 | 0.020422 | 0.016216 | 0.0099377 | 0.012584
10 year annualised from 2030 | [47 empty] | Comparision
[10 empty] | Electrical | 77.2343 | gCO2 kWh-1 | [10 empty] | Electrical | 77.2343 | gCO2 kWh-1 | [10 empty] | Electrical | 77.2343 | gCO2 kWh-1 | [21 empty] | Tree Planting
| PE | [9 empty] | PE | Process | Tankering | Discharge to Surface Waters | Electrical | Site Visits | Maintanence |  | Overall |  | tCo2eq PE-1 yr-1 |  |  | PE | Process | Tankering | Discharge to Surface Waters | Electrical | Site Visits | Maintanence |  | Overall |  | tCo2eq PE-1 yr-1 |  |  | PE | Process | Tankering | Discharge to Surface Waters | Electrical | Site Visits | Maintanence |  | Overall |  | tCo2eq PE-1 yr-1 |  | PE | STS | SAF | ABR-VF | ABR-AHF |  | Low | High |  |  |  | Cost
| 5 | 643.9357 | 39.5652 | 683.5009 |  | 128.7871 | 7.913 | 0.1367 |  |  | 5 | 17.4334 | 25.3496 | 31.6268 | 58.2251 | 0.075906 | 4.2688 |  | 136.9796 |  | 0.027396 |  |  | 5 | 12.3808 | 8.1147 | 31.6268 | 0 | 0.075906 | 3.2192 |  | 55.4173 |  | 0.011083 |  |  | 5 | 8.1529 | 8.1147 | 31.6268 | 20.9476 | 0.075906 | 15.3992 |  | 84.3171 |  | 0.016863 |  | 5 | 0.1367 | 0.027396 | 0.011083 | 0.016863 | STS | 0.12898 | 0.1367 |  |  |  | 1000 | £/tCo2eq |  |  |  |  | 0.040404 |  | 40.4036 |  | 96.2966
| 10 | 1287.8715 | 40.5108 | 1328.3823 |  | 128.7871 | 4.0511 | 0.13284 |  |  | 10 | 34.8668 | 39.3219 | 63.2535 | 145.5628 | 0.075906 | 11.5938 |  | 294.6748 |  | 0.029467 |  |  | 10 | 24.7616 | 2.7979 | 63.2535 | 0 | 0.075906 | 6.482 |  | 97.371 |  | 0.0097371 |  |  | 10 | 16.3058 | 2.7979 | 63.2535 | 41.8953 | 0.075906 | 26.2206 |  | 150.549 |  | 0.015055 |  | 10 | 0.13284 | 0.029467 | 0.0097371 | 0.015055 | SAF | 0.01287 | 0.036364 | [9 empty] | 0.030132
| 20 | 2575.743 | 42.4021 | 2618.1451 |  | 128.7871 | 2.1201 | 0.13091 |  |  | 20 | 69.7335 | 82.1742 | 126.5071 | 304.6663 | 0.075906 | 24.3813 |  | 607.5384 |  | 0.030377 |  |  | 20 | 49.5232 | 3.0985 | 126.5071 | 0 | 0.075906 | 12.8435 |  | 192.0481 |  | 0.0096024 |  |  | 20 | 32.6115 | 3.0985 | 126.5071 | 258.354 | 0.075906 | 44.7206 |  | 465.3677 |  | 0.023268 |  | 20 | 0.13091 | 0.030377 | 0.0096024 | 0.023268 | ABR-VF | 0.0094877 | 0.011083 | [9 empty] | 0.024997
| 30 | 3863.6145 | 27.4163 | 3891.0308 |  | 128.7871 | 0.91388 | 0.1297 |  |  | 30 | 104.6003 | 55.4724 | 189.7606 | 473.9254 | 0.075906 | 14.8813 |  | 838.7159 |  | 0.027957 |  |  | 30 | 74.2848 | 3.7501 | 189.7606 | 0 | 0.075906 | 19.4278 |  | 287.2991 |  | 0.0095766 |  |  | 30 | 48.9173 | 3.7501 | 189.7606 | 258.354 | 0.075906 | 63.5492 |  | 564.4071 |  | 0.018814 |  | 30 | 0.1297 | 0.027957 | 0.0095766 | 0.018814 | ABR-AHF | 0.010789 | 0.023268 |  |  |  | £ PE-1 | [5 empty] | 0.021789
| 50 | 6439.3575 | 28.9869 | 6468.3444 |  | 128.7871 | 0.57974 | 0.12937 |  |  | 50 | 174.3338 | 60.1821 | 316.2677 | 744.7399 | 0.075906 | 17.7563 |  | 1313.3557 |  | 0.026267 |  |  | 50 | 123.808 | 4.1119 | 316.2677 | 0 | 0.075906 | 32.5135 |  | 476.7769 |  | 0.0095355 |  |  | 50 | 81.5288 | 4.1119 | 316.2677 | 258.354 | 0.075906 | 97.9206 |  | 758.259 |  | 0.015165 |  | 50 | 0.12937 | 0.026267 | 0.0095355 | 0.015165 | [6 empty] | 128.9784 | 136.7002 |  | 132.8393 |  |  | 0.0209
| 75 | 9659.0363 | 30.95 | 9689.9863 |  | 128.7872 | 0.41267 | 0.1292 |  |  | 75 | 261.5007 | 122.8891 | 474.4015 | 1150.9616 | 0.075906 | 24.2563 |  | 2034.0852 |  | 0.027121 |  |  | 75 | 185.7119 | 3.8858 | 474.4015 | 0 | 0.075906 | 48.4349 |  | 712.51 |  | 0.0095001 |  |  | 75 | 122.2933 | 3.8858 | 474.4015 | 258.354 | 0.075906 | 170.1492 |  | 1029.1597 |  | 0.013722 |  | 75 | 0.1292 | 0.027121 | 0.0095001 | 0.013722 | [6 empty] | 12.8697 | 36.3642 |  | 24.617 |  |  | 0.020456
| 100 | 12878.715 | 32.9132 | 12911.6282 |  | 128.7871 | 0.32913 | 0.12912 |  |  | 100 | 348.6676 | 192.4516 | 632.5354 | 2430.5601 | 0.075906 | 32.1313 |  | 3636.4219 |  | 0.036364 |  |  | 100 | 247.6159 | 4.1119 | 632.5354 | 0 | 0.075906 | 64.4349 |  | 948.774 |  | 0.0094877 |  |  | 100 | 163.0577 | 4.1119 | 632.5354 | 258.354 | 0.075906 | 217.4349 |  | 1275.5699 |  | 0.012756 |  | 100 | 0.12912 | 0.036364 | 0.0094877 | 0.012756 | [6 empty] | 9.4877 | 11.0835 |  | 10.2856 |  |  | 0.020234
| 150 | 19318.0725 | 36.8396 | 19354.9121 |  | 128.7872 | 0.2456 | 0.12903 |  |  | 150 | 523.0015 | 317.6167 | 948.8031 | 744.7399 | 0.075906 | 32.1313 |  | 2566.3684 |  | 0.017109 |  |  | 150 | 371.4239 | 8.9088 | 948.8031 | 0 | 0.075906 | 127.9778 |  | 1457.1894 |  | 0.0097146 |  |  | 150 | 244.5865 | 8.9088 | 948.8031 | 279.3017 | 0.075906 | 290.0063 |  | 1771.6823 |  | 0.011811 |  | 150 | 0.12903 | 0.017109 | 0.0097146 | 0.011811 | [6 empty] | 10.789 | 23.2684 |  | 17.0287 |  |  | 0.020011
| 200 | 25757.43 | 51.2823 | 25808.7123 |  | 128.7871 | 0.25641 | 0.12904 |  |  | 200 | 697.3353 | 325.2583 | 1265.0708 | 812.4435 | 0.075906 | 32.1313 |  | 3132.315 |  | 0.015662 |  |  | 200 | 495.2318 | 10.5078 | 1265.0708 | 0 | 0.075906 | 170.8635 |  | 1941.7497 |  | 0.0097087 |  |  | 200 | 326.1154 | 10.5078 | 1265.0708 | 279.3017 | 0.075906 | 398.1492 |  | 2279.2207 |  | 0.011396 |  | 200 | 0.12904 | 0.015662 | 0.0097087 | 0.011396 | [12 empty] | 0.02004
| 300 | 38636.145 | 57.3751 | 38693.5201 |  | 128.7872 | 0.19125 | 0.12898 |  |  | 300 | 1046.003 | 340.5413 | 1897.6062 | 880.1471 | 0.075906 | 32.1313 |  | 4196.5047 |  | 0.013988 |  |  | 300 | 742.8477 | 12.1067 | 1897.6062 | 0 | 0.075906 | 255.8778 |  | 2908.5143 |  | 0.009695 |  |  | 300 | 489.1731 | 12.1067 | 1897.6062 | 418.9525 | 0.075906 | 581.292 |  | 3399.2064 |  | 0.011331 |  | 300 | 0.12898 | 0.013988 | 0.009695 | 0.011331 | [12 empty] | 0.019867
| 400 | 51514.86 | 126.9359 | 51641.7959 |  | 128.7871 | 0.31734 | 0.1291 |  |  | 400 | 1394.6706 | 221.0014 | 2530.1415 | 1083.258 | 0.075906 | 32.1313 |  | 5261.2788 |  | 0.013153 |  |  | 400 | 990.4636 | 15.3047 | 2530.1415 | 0 | 0.075906 | 340.9349 |  | 3876.9206 |  | 0.0096923 |  |  | 400 | 652.2308 | 15.3047 | 2530.1415 | 418.9525 | 0.075906 | 795.7206 |  | 4412.426 |  | 0.011031 |  | 400 | 0.1291 | 0.013153 | 0.0096923 | 0.011031 | [12 empty] | 0.020202
| 500 | 64393.575 | 139.1215 | 64532.6965 |  | 128.7871 | 0.27824 | 0.12907 |  |  | 500 | 1743.3383 | 227.3471 | 3162.6769 | 1489.4797 | 0.075906 | 32.1313 |  | 6655.0492 |  | 0.01331 |  |  | 500 | 1238.0795 | 18.5026 | 3162.6769 | 0 | 0.075906 | 424.8635 |  | 4844.1984 |  | 0.0096884 |  |  | 500 | 815.2885 | 18.5026 | 3162.6769 | 418.9525 | 0.075906 | 979.0063 |  | 5394.5028 |  | 0.010789 |  | 500 | 0.12907 | 0.01331 | 0.0096884 | 0.010789 | [12 empty] | 0.020098
| 600 | 77272.29 | 151.3072 | 77423.5972 |  | 128.7872 | 0.25218 | 0.12904 |  |  | 600 | 2092.0059 | 234.7504 | 3795.2123 | 1760.2942 | 0.075906 | 32.1313 |  | 7914.47 |  | 0.013191 |  |  | 600 | 1485.6954 | 21.7005 | 3795.2123 | 0 | 0.075906 | 510.7206 |  | 5813.4048 |  | 0.009689 |  |  | 600 | 978.3462 | 21.7005 | 3795.2123 | 768.0796 | 0.075906 | 1162.4349 |  | 6725.8494 |  | 0.01121 |  | 600 | 0.12904 | 0.013191 | 0.009689 | 0.01121 | [12 empty] | 0.020029
| 800 | 103029.72 | 263.5177 | 103293.2377 |  | 128.7871 | 0.3294 | 0.12912 |  |  | 800 | 2789.3412 | 247.4417 | 5060.2831 | 2166.5159 | 0.075906 | 32.1313 |  | 10295.7892 |  | 0.01287 |  |  | 800 | 1980.9272 | 28.0964 | 5060.2831 | 0 | 0.075906 | 597.292 |  | 7666.6746 |  | 0.0095833 |  |  | 800 | 1304.4616 | 28.0964 | 5060.2831 | 1536.1592 | 0.075906 | 1380.8635 |  | 9309.9396 |  | 0.011637 |  | 800 | 0.12912 | 0.01287 | 0.0095833 | 0.011637 | [12 empty] | 0.020234
| 1000 | 128787.15 | 400.0996 | 129187.2496 |  | 128.7871 | 0.4001 | 0.12919 |  |  | 1000 | 3486.6765 | 262.2483 | 6325.3538 | 2978.9594 | 0.075906 | 32.1313 |  | 13085.4453 |  | 0.013085 |  |  | 1000 | 2476.159 | 34.4922 | 6325.3538 | 0 | 0.075906 | 687.1492 |  | 9523.2302 |  | 0.0095232 |  |  | 1000 | 1630.577 | 34.4922 | 6325.3538 | 1536.1592 | 0.075906 | 1560.0063 |  | 11086.6645 |  | 0.011087 |  | 1000 | 0.12919 | 0.013085 | 0.0095232 | 0.011087 | [12 empty] | 0.020422 |  | 20.4223 |  | 108.5561
[60 empty] | 7.4232 | 8.9835 |  | 8.2033 | 2.0823
[52 empty] | 0.0089835 | 0.014763 |  | 8.9835 | 14.7634 |  |  |  | 8.9867 | 21.1684 |  | 15.0775 | 1.9512
2030, electirc fleet and 80% biomethane tankers, zero emission electricity
| PE | [9 empty] | PE | Process | Tankering | Discharge to Surface Waters | Electrical | Site Visits | Maintanence |  | Overall |  | tCo2eq PE-1 yr-1 |  |  | PE | Process | Tankering | Discharge to Surface Waters | Electrical | Site Visits | Maintanence |  | Overall |  | tCo2eq PE-1 yr-1 | 0 |  | PE | Process | Tankering | Discharge to Surface Waters | Electrical | Site Visits | Maintanence |  | Overall |  | tCo2eq PE-1 yr-1 |  | STS 2021 | STS 2030 |  | SAF 2021 | SAF 2030 | ABR-VF 2021 | ABR-VF 2030 |  | ABR-AHF 2021 | ABR-AHF 2030 |  |  | STS 2021 | SAF 2021 | ABR-VF 2021 | ABR-AHF 2021 | STS 2030 | SAF 2030 | ABR-VF 2030 | ABR-AHF 2030 |  |  | SAF 2021 | SAF 2030 | ABR-VF 2021 | ABR-VF 2030 | ABR-AHF 2021 | ABR-AHF 2030
| 5 | 643.9357 | 39.5652 | 683.5009 |  | 128.7871 | 7.913 | 0.1367 |  |  | 5 | 17.4334 | 25.3496 | 31.6268 | 0 | 0.075906 | 4.2688 |  | 78.7545 |  | 0.015751 |  |  | 5 | 12.3808 | 8.1147 | 31.6268 | 0 | 0.075906 | 3.2192 |  | 55.4173 |  | 0.011083 | 11.0835 |  | 5 | 8.1529 | 8.1147 | 31.6268 | 0 | 0.075906 | 15.3992 |  | 63.3694 |  | 0.012674 |  | 0.14983 | 0.1367 |  | 0.12139 | 0.029235 | 0.085216 | 0.011083 |  | 0.095259 | 0.017525 |  |  | 0.14983 | 0.12139 | 0.085216 | 0.095259 | 0.1367 | 0.029235 | 0.011083 | 0.017525 |  |  | 0.12139 | 0.029235 | 0.085216 | 0.011083 | 0.095259 | 0.017525
| 10 | 1287.8715 | 40.5108 | 1328.3823 |  | 128.7871 | 4.0511 | 0.13284 |  |  | 10 | 34.8668 | 39.3219 | 63.2535 | 0 | 0.075906 | 11.5938 |  | 149.112 |  | 0.014911 |  |  | 10 | 24.7616 | 2.7979 | 63.2535 | 0 | 0.075906 | 6.482 |  | 97.371 |  | 0.0097371 | 9.7371 |  | 10 | 16.3058 | 2.7979 | 63.2535 | 0 | 0.075906 | 26.2206 |  | 108.6538 |  | 0.010865 |  | 0.13956 | 0.13284 |  | 0.085566 | 0.031766 | 0.045921 | 0.0097371 |  | 0.054945 | 0.015716 |  |  | 0.13956 | 0.085566 | 0.045921 | 0.054945 | 0.13284 | 0.031766 | 0.0097371 | 0.015716 |  |  | 0.085566 | 0.031766 | 0.045921 | 0.0097371 | 0.054945 | 0.015716
| 20 | 2575.743 | 42.4021 | 2618.1451 |  | 128.7871 | 2.1201 | 0.13091 |  |  | 20 | 69.7335 | 82.1742 | 126.5071 | 0 | 0.075906 | 24.3813 |  | 302.8721 |  | 0.015144 |  |  | 20 | 49.5232 | 3.0985 | 126.5071 | 0 | 0.075906 | 12.8435 |  | 192.0481 |  | 0.0096024 | 9.6024 |  | 20 | 32.6115 | 3.0985 | 126.5071 | 0 | 0.075906 | 44.7206 |  | 207.0136 |  | 0.010351 |  | 0.13443 | 0.13091 |  | 0.068158 | 0.032783 | 0.027719 | 0.0096024 |  | 0.051839 | 0.025308 |  |  | 0.13443 | 0.068158 | 0.027719 | 0.051839 | 0.13091 | 0.032783 | 0.0096024 | 0.025308 |  |  | 0.068158 | 0.032783 | 0.027719 | 0.0096024 | 0.051839 | 0.025308
| 30 | 3863.6145 | 27.4163 | 3891.0308 |  | 128.7871 | 0.91388 | 0.1297 |  |  | 30 | 104.6003 | 55.4724 | 189.7606 | 0 | 0.075906 | 14.8813 |  | 364.7906 |  | 0.01216 |  |  | 30 | 74.2848 | 3.7501 | 189.7606 | 0 | 0.075906 | 19.4278 |  | 287.2991 |  | 0.0095766 | 9.5766 |  | 30 | 48.9173 | 3.7501 | 189.7606 | 0 | 0.075906 | 63.5492 |  | 306.0531 |  | 0.010202 |  | 0.13122 | 0.1297 |  | 0.056048 | 0.030452 | 0.021691 | 0.0095766 |  | 0.037897 | 0.020174 |  |  | 0.13122 | 0.056048 | 0.021691 | 0.037897 | 0.1297 | 0.030452 | 0.0095766 | 0.020174 |  |  | 0.056048 | 0.030452 | 0.021691 | 0.0095766 | 0.037897 | 0.020174
| 50 | 6439.3575 | 28.9869 | 6468.3444 |  | 128.7871 | 0.57974 | 0.12937 |  |  | 50 | 174.3338 | 60.1821 | 316.2677 | 0 | 0.075906 | 17.7563 |  | 568.6158 |  | 0.011372 |  |  | 50 | 123.808 | 4.1119 | 316.2677 | 0 | 0.075906 | 32.5135 |  | 476.7769 |  | 0.0095355 | 9.5355 |  | 50 | 81.5288 | 4.1119 | 316.2677 | 0 | 0.075906 | 97.9206 |  | 499.905 |  | 0.0099981 |  | 0.13033 | 0.12937 |  | 0.047483 | 0.028619 | 0.016816 | 0.0095355 |  | 0.026627 | 0.015981 |  |  | 0.13033 | 0.047483 | 0.016816 | 0.026627 | 0.12937 | 0.028619 | 0.0095355 | 0.015981 |  |  | 0.047483 | 0.028619 | 0.016816 | 0.0095355 | 0.026627 | 0.015981
| 75 | 9659.0363 | 30.95 | 9689.9863 |  | 128.7872 | 0.41267 | 0.1292 |  |  | 75 | 261.5007 | 122.8891 | 474.4015 | 0 | 0.075906 | 24.2563 |  | 883.1236 |  | 0.011775 |  |  | 75 | 185.7119 | 3.8858 | 474.4015 | 0 | 0.075906 | 48.4349 |  | 712.51 |  | 0.0095001 | 9.5001 |  | 75 | 122.2933 | 3.8858 | 474.4015 | 0 | 0.075906 | 170.1492 |  | 770.8057 |  | 0.010277 |  | 0.12988 | 0.1292 |  | 0.046858 | 0.029545 | 0.014349 | 0.0095001 |  | 0.021358 | 0.014266 |  |  | 0.12988 | 0.046858 | 0.014349 | 0.021358 | 0.1292 | 0.029545 | 0.0095001 | 0.014266 |  |  | 0.046858 | 0.029545 | 0.014349 | 0.0095001 | 0.021358 | 0.014266
| 100 | 12878.715 | 32.9132 | 12911.6282 |  | 128.7871 | 0.32913 | 0.12912 |  |  | 100 | 348.6676 | 192.4516 | 632.5354 | 0 | 0.075906 | 32.1313 |  | 1205.8618 |  | 0.012059 |  |  | 100 | 247.6159 | 4.1119 | 632.5354 | 0 | 0.075906 | 64.4349 |  | 948.774 |  | 0.0094877 | 9.4877 |  | 100 | 163.0577 | 4.1119 | 632.5354 | 0 | 0.075906 | 217.4349 |  | 1017.2158 |  | 0.010172 |  | 0.12966 | 0.12912 |  | 0.062256 | 0.040202 | 0.013128 | 0.0094877 |  | 0.018487 | 0.013164 |  |  | 0.12966 | 0.062256 | 0.013128 | 0.018487 | 0.12912 | 0.040202 | 0.0094877 | 0.013164 |  |  | 0.062256 | 0.040202 | 0.013128 | 0.0094877 | 0.018487 | 0.013164
| 150 | 19318.0725 | 36.8396 | 19354.9121 |  | 128.7872 | 0.2456 | 0.12903 |  |  | 150 | 523.0015 | 317.6167 | 948.8031 | 0 | 0.075906 | 32.1313 |  | 1821.6285 |  | 0.012144 |  |  | 150 | 371.4239 | 8.9088 | 948.8031 | 0 | 0.075906 | 127.9778 |  | 1457.1894 |  | 0.0097146 | 9.7146 |  | 150 | 244.5865 | 8.9088 | 948.8031 | 0 | 0.075906 | 290.0063 |  | 1492.3807 |  | 0.0099492 |  | 0.12944 | 0.12903 |  | 0.027029 | 0.017893 | 0.012194 | 0.0097146 |  | 0.0159 | 0.012105 |  |  | 0.12944 | 0.027029 | 0.012194 | 0.0159 | 0.12903 | 0.017893 | 0.0097146 | 0.012105 |  |  | 0.027029 | 0.017893 | 0.012194 | 0.0097146 | 0.0159 | 0.012105
| 200 | 25757.43 | 51.2823 | 25808.7123 |  | 128.7871 | 0.25641 | 0.12904 |  |  | 200 | 697.3353 | 325.2583 | 1265.0708 | 0 | 0.075906 | 32.1313 |  | 2319.8716 |  | 0.011599 |  |  | 200 | 495.2318 | 10.5078 | 1265.0708 | 0 | 0.075906 | 170.8635 |  | 1941.7497 |  | 0.0097087 | 9.7087 |  | 200 | 326.1154 | 10.5078 | 1265.0708 | 0 | 0.075906 | 398.1492 |  | 1999.919 |  | 0.0099996 |  | 0.12947 | 0.12904 |  | 0.023428 | 0.016303 | 0.011582 | 0.0097087 |  | 0.014476 | 0.011617 |  |  | 0.12947 | 0.023428 | 0.011582 | 0.014476 | 0.12904 | 0.016303 | 0.0097087 | 0.011617 |  |  | 0.023428 | 0.016303 | 0.011582 | 0.0097087 | 0.014476 | 0.011617
| 300 | 38636.145 | 57.3751 | 38693.5201 |  | 128.7872 | 0.19125 | 0.12898 |  |  | 300 | 1046.003 | 340.5413 | 1897.6062 | 0 | 0.075906 | 32.1313 |  | 3316.3576 |  | 0.011055 |  |  | 300 | 742.8477 | 12.1067 | 1897.6062 | 0 | 0.075906 | 255.8778 |  | 2908.5143 |  | 0.009695 | 9.695 |  | 300 | 489.1731 | 12.1067 | 1897.6062 | 0 | 0.075906 | 581.292 |  | 2980.2539 |  | 0.0099342 |  | 0.1293 | 0.12898 |  | 0.019426 | 0.014452 | 0.010953 | 0.009695 |  | 0.013714 | 0.011551 |  |  | 0.1293 | 0.019426 | 0.010953 | 0.013714 | 0.12898 | 0.014452 | 0.009695 | 0.011551 |  |  | 0.019426 | 0.014452 | 0.010953 | 0.009695 | 0.013714 | 0.011551
| 400 | 51514.86 | 126.9359 | 51641.7959 |  | 128.7871 | 0.31734 | 0.1291 |  |  | 400 | 1394.6706 | 221.0014 | 2530.1415 | 0 | 0.075906 | 32.1313 |  | 4178.0208 |  | 0.010445 |  |  | 400 | 990.4636 | 15.3047 | 2530.1415 | 0 | 0.075906 | 340.9349 |  | 3876.9206 |  | 0.0096923 | 9.6923 |  | 400 | 652.2308 | 15.3047 | 2530.1415 | 0 | 0.075906 | 795.7206 |  | 3993.4735 |  | 0.0099837 |  | 0.12963 | 0.1291 |  | 0.017129 | 0.013581 | 0.010649 | 0.0096923 |  | 0.012832 | 0.011196 |  |  | 0.12963 | 0.017129 | 0.010649 | 0.012832 | 0.1291 | 0.013581 | 0.0096923 | 0.011196 |  |  | 0.017129 | 0.013581 | 0.010649 | 0.0096923 | 0.012832 | 0.011196
| 500 | 64393.575 | 139.1215 | 64532.6965 |  | 128.7871 | 0.27824 | 0.12907 |  |  | 500 | 1743.3383 | 227.3471 | 3162.6769 | 0 | 0.075906 | 32.1313 |  | 5165.5695 |  | 0.010331 |  |  | 500 | 1238.0795 | 18.5026 | 3162.6769 | 0 | 0.075906 | 424.8635 |  | 4844.1984 |  | 0.0096884 | 9.6884 |  | 500 | 815.2885 | 18.5026 | 3162.6769 | 0 | 0.075906 | 979.0063 |  | 4975.5502 |  | 0.0099511 |  | 0.12953 | 0.12907 |  | 0.017143 | 0.013781 | 0.010464 | 0.0096884 |  | 0.01224 | 0.010921 |  |  | 0.12953 | 0.017143 | 0.010464 | 0.01224 | 0.12907 | 0.013781 | 0.0096884 | 0.010921 |  |  | 0.017143 | 0.013781 | 0.010464 | 0.0096884 | 0.01224 | 0.010921
| 600 | 77272.29 | 151.3072 | 77423.5972 |  | 128.7872 | 0.25218 | 0.12904 |  |  | 600 | 2092.0059 | 234.7504 | 3795.2123 | 0 | 0.075906 | 32.1313 |  | 6154.1758 |  | 0.010257 |  |  | 600 | 1485.6954 | 21.7005 | 3795.2123 | 0 | 0.075906 | 510.7206 |  | 5813.4048 |  | 0.009689 | 9.689 |  | 600 | 978.3462 | 21.7005 | 3795.2123 | 0 | 0.075906 | 1162.4349 |  | 5957.7698 |  | 0.0099296 |  | 0.12946 | 0.12904 |  | 0.016756 | 0.013654 | 0.010344 | 0.009689 |  | 0.01278 | 0.011412 |  |  | 0.12946 | 0.016756 | 0.010344 | 0.01278 | 0.12904 | 0.013654 | 0.009689 | 0.011412 |  |  | 0.016756 | 0.013654 | 0.010344 | 0.009689 | 0.01278 | 0.011412
| 800 | 103029.72 | 263.5177 | 103293.2377 |  | 128.7871 | 0.3294 | 0.12912 |  |  | 800 | 2789.3412 | 247.4417 | 5060.2831 | 0 | 0.075906 | 32.1313 |  | 8129.2732 |  | 0.010162 |  |  | 800 | 1980.9272 | 28.0964 | 5060.2831 | 0 | 0.075906 | 597.292 |  | 7666.6746 |  | 0.0095833 | 9.5833 |  | 800 | 1304.4616 | 28.0964 | 5060.2831 | 0 | 0.075906 | 1380.8635 |  | 7773.7804 |  | 0.0097172 |  | 0.12966 | 0.12912 |  | 0.015964 | 0.013297 | 0.010088 | 0.0095833 |  | 0.013495 | 0.011941 |  |  | 0.12966 | 0.015964 | 0.010088 | 0.013495 | 0.12912 | 0.013297 | 0.0095833 | 0.011941 |  |  | 0.015964 | 0.013297 | 0.010088 | 0.0095833 | 0.013495 | 0.011941
| 1000 | 128787.15 | 400.0996 | 129187.2496 |  | 128.7871 | 0.4001 | 0.12919 |  |  | 1000 | 3486.6765 | 262.2483 | 6325.3538 | 0 | 0.075906 | 32.1313 |  | 10106.4859 |  | 0.010106 |  |  | 1000 | 2476.159 | 34.4922 | 6325.3538 | 0 | 0.075906 | 687.1492 |  | 9523.2302 |  | 0.0095232 | 9.5232 |  | 1000 | 1630.577 | 34.4922 | 6325.3538 | 0 | 0.075906 | 1560.0063 |  | 9550.5053 |  | 0.0095505 |  | 0.12985 | 0.12919 |  | 0.016216 | 0.013556 | 0.0099377 | 0.0095232 |  | 0.012584 | 0.011329 |  |  | 0.12985 | 0.016216 | 0.0099377 | 0.012584 | 0.12919 | 0.013556 | 0.0095232 | 0.011329 |  |  | 0.016216 | 0.013556 | 0.0099377 | 0.0095232 | 0.012584 | 0.011329
[24 empty] | PE | SAF | ABR-VF | ABR-AHF
[24 empty] | 5 | 0.015751 | 0.011083 | 0.012674
[24 empty] | 10 | 0.014911 | 0.0097371 | 0.010865
[24 empty] | 20 | 0.015144 | 0.0096024 | 0.010351
[24 empty] | 30 | 0.01216 | 0.0095766 | 0.010202
[24 empty] | 50 | 0.011372 | 0.0095355 | 0.0099981
[24 empty] | 75 | 0.011775 | 0.0095001 | 0.010277
[24 empty] | 100 | 0.012059 | 0.0094877 | 0.010172
[24 empty] | 150 | 0.012144 | 0.0097146 | 0.0099492
[24 empty] | 200 | 0.011599 | 0.0097087 | 0.0099996
[24 empty] | 300 | 0.011055 | 0.009695 | 0.0099342
[24 empty] | 400 | 0.010445 | 0.0096923 | 0.0099837
[24 empty] | 500 | 0.010331 | 0.0096884 | 0.0099511
[24 empty] | 600 | 0.010257 | 0.009689 | 0.0099296
[24 empty] | 800 | 0.010162 | 0.0095833 | 0.0097172
[24 empty] | 1000 | 0.010106 | 0.0095232 | 0.0095505
[25 empty] | 0.011951 | 0.0097212 | 0.010237
[25 empty] | 0.0018101 | 0.00037336 | 0.00071288
[25 empty] | 11.9514 | 9.7212 | 10.237
[25 empty] | 1.8101 | 0.37336 | 0.71288

## Overall LCA (hidden)
Spetic Tanks
Embeded Carbon
At 100 PE
Vp |  |  | Tank | Field
12 |  |  | 1860 | 677 | 677 | 2537
100 |  |  | 1860 | 677
| 2537 | kg CO2
1 year | 13.1533
30 years | 394.5995 | kg CO2
| 2931.5995 | kg CO2
| 586.3199 | kg CO2 eq PE
Gallagher and Gill
They are desludge every 4 years
12878.715 | 105.2265
13.1533
12891.8683

## 21-O
10 PE | [8 empty] | 100 PE | [9 empty] | 1000 PE
Capital | [8 empty] | Capital | [9 empty] | Capital
STS |  |  |  | SAF |  |  | ABR |  |  | STS |  |  | SAF |  |  | ABR |  |  |  | STS |  |  | SAF |  |  | ABR
Vp | Dry | Wet | [7 empty] | Vp | All | [8 empty] | Vp | All
15 | 493.6 | 3346 |  | Dry | 5790 |  | Dry | 1080.4075 |  | 15 | 38600 |  | Overall | 68900 |  | Dry | 3779.4648 |  |  | 15 | 295370 |  | Dry | 112800 |  | Dry | 19023.8286
20 | 533.27 | 3385.516 |  | Wet | 12600 |  | Wet | 9402 |  | 20 | 38900 |  |  |  |  | Wet | 65766 |  |  | 20 | 298610 |  | Wet | 185500 |  | Wet | 624000
30 | 598.041 | 3450.324 | [7 empty] | 30 | 39541.33 | [8 empty] | 30 | 305000
40 | 662.888 | 3515.132 | [7 empty] | 40 | 40177.44 | [8 empty] | 40 | 312000
50 | 739.8 | 3592 |  |  |  |  | VF | 2548.4 |  | 50 | 40800 |  |  |  |  | VF | 21250 |  |  | 50 | 318000 |  |  |  |  | VF | 282540
60 | 792.582 | 3644.748 | [7 empty] | 60 | 41449.66 | [8 empty] | 60 | 325000 |  | Pumping
70 | 857.429 | 3709.556 | [7 empty] | 70 | 42085.77 | [8 empty] | 70 | 331000 |  | Dry | 15800
80 | 922.276 | 3774.364 |  |  |  |  | AHF | 1113.2 |  | 80 | 42721.88 |  |  |  |  | AHF | 6560.6 |  |  | 80 | 337000 |  | Wet | 284000 |  | AHF | 39429
90 | 987.123 | 3839.172 | [7 empty] | 90 | 43357.99 | [8 empty] | 90 | 344000
100 | 1047 | 3899 | [7 empty] | 100 | 44000 | [8 empty] | 100 | 350000
Operational | [8 empty] | Operational | [9 empty] | Operational
PE | STS | SAF | ABR-VF | ABR-AHF |  | Pumping |  |  |  | PE | STS | SAF | ABR-VF | ABR-AHF |  | Pumping |  |  |  | PE | STS | SAF | ABR-VF | ABR-AHF |  | Pumping
10 | 1395.613 | 855.6632 | 459.2122 | 549.4494 | [5 empty] | 100 | 12966.2502 | 6225.5824 | 1312.7958 | 1848.6666 | [5 empty] | 1000 | 129851.2446 | 37397.2381 | 9937.6704 | 12583.6146
| 41868.3912 | 25669.8967 | 13776.365 | 16483.4809 | [6 empty] | 388987.5064 | 186767.4706 | 39383.8752 | 55459.9972 | [6 empty] | 3895537.3378 | 1121917.1434 | 298130.1123 | 377508.4378 |  | 13525.8547 |  | 1135442.9981
Overall | [8 empty] | Overall | [9 empty] | Overall
| Dry |  |  |  | Wet | [5 empty] | Dry |  |  |  | Wet | [5 empty] | Dry |  |  |  | Wet
Vp | 15 | 50 | 100 | - | 15 | 50 | 100 | - |  | Vp | 15 | 50 | 100 | - | 15 | 50 | 100 | - |  | Vp | 15 | 50 | 100 | - | 15 | 50 | 100 | -
STS | 42361.9912 | 42608.1912 | 42915.3912 |  | 45214.3912 | 45460.3912 | 45767.3912 |  |  | STS |  |  |  |  | 427587.5064 | 429787.5064 | 432987.5064 |  |  | STS | 4190907.3378 | 4213537.3378 | 4245537.3378
SAF |  |  |  | 31459.8967 |  |  |  | 38269.8967 |  | SAF | [7 empty] | 255667.4706 |  | SAF |  |  |  | 1264042.9981 |  |  |  | 1604942.9981
ABR-VF |  |  |  | 17405.1725 |  |  |  | 25726.765 |  | ABR-VF |  |  |  | 64413.3399 |  |  |  | 126399.8752 |  | ABR-VF |  |  |  | 599693.9408 |  |  |  | 1204670.1123
ABR-AHF |  |  |  | 18677.0884 |  |  |  | 26998.6809 |  | ABR-AHF |  |  |  | 65800.062 |  |  |  | 127786.5972 |  | ABR-AHF |  |  |  | 435961.2663 |  |  |  | 1040937.4378
STS | 42608.1912 | 45460.3912 | [7 empty] | STS | 429787.5064 | 432987.5064 | [7 empty] | STS | 4213537.3378 | 4213537.3378
SAF | 31459.8967 | 38269.8967 | [7 empty] | SAF | 255667.4706 | 255667.4706 | [7 empty] | SAF | 1264042.9981 | 1604942.9981
ABR-VF | 17405.1725 | 25726.765 | [7 empty] | ABR-VF | 64413.3399 | 126399.8752 | [7 empty] | ABR-VF | 599693.9408 | 1204670.1123
ABR-AHF | 18677.0884 | 26998.6809 | [7 empty] | ABR-AHF | 65800.062 | 127786.5972 | [7 empty] | ABR-AHF | 435961.2663 | 1040937.4378
| STS | 4260.8191 | 4297.8751 | 4213.5373
| SAF | 3145.9897 | 2556.6747 | 1264.043
| ABR-VF | 1740.5172 | 644.1334 | 599.6939
| ABR-AHF | 1867.7088 | 658.0006 | 435.9613
| STS | 4260.8191 | 4297.8751 | 4213.5373
| SAF | 3145.9897 | 2556.6747 | 946.2218
| ABR-VF | 1740.5172 | 644.1334 | 599.6939
| ABR-AHF | 1867.7088 | 658.0006 | 435.9613
| STS | SAF | EST-VF | EST-AHF
10 | 4260.8191 | 3145.9897 | 1740.5172 | 1867.7088
100 | 4297.8751 | 2556.6747 | 644.1334 | 658.0006
1000 | 4213.5373 | 946.2218 | 599.6939 | 435.9613

## Graph X (hidden)
STS
Operational | [13 empty] | Process Emission Rate | STS | SAF | EST-VF | EST-AHF | [9 empty] | t miles yr-1
| PE | Process | Tankering | Overall |  | Overall Per PE | Sans Process | [6 empty] | 0.1 | 411.8754 | 2455.0744 | 572.8486 | 612.0833 |  |  |  |  | Lorry Weight Class | [5 empty] | STS | SAF | EST-VF | EST-AHF | [11 empty] | kg CO2 mile-1
| 10 | 1287.8715 | 107.7415 | 1395.613 |  | 139.5613 | 10.7742 | [6 empty] | 0.2 | 414.8754 | 2458.0744 | 575.8486 | 615.0833 |  |  |  |  | 3.5 - 7.5 | 7.5 - 16 | 16-32 |  |  | 50 | 427688.85 | 240839.6926 | 64612.6606 | 65999.3826 | 10 | 87.5352 | 85.3065 | 274.3925 |  |  |  | STS | SAF | EST-VF | EST-AHF
| 100 | 12878.715 | 87.5352 | 12966.2502 |  | 129.6625 | 0.87535 | [6 empty] | 0.3 | 417.8754 | 2461.0744 | 578.8486 | 618.0833 |  |  |  | Euro 3 | 0.533 | 0.221 | 0.173 | kgCO2 / tkm |  | 100 | 428216.25 | 241367.0926 | 65140.0606 | 66526.7826 | 20 | 175.0704 | 170.6131 | 548.7849 |  |  | 10 | 4324.1356 | 2479.8988 | 652.6123 | 666.4795 | 8.7535 | 0.97454 | 3.2165
| 1000 | 128787.15 | 1064.0946 | 129851.2446 |  | 129.8512 | 1.0641 |  |  | 128.7871 | 3.4867 | 2.4762 | 1.6306 | 0.6 | 426.8754 | 2470.0744 | 587.8486 | 627.0833 |  |  |  | Euro 4 | 0.527 | 0.219 | 0.165 | kgCO2 / tkm |  | 150 | 428743.65 | 241894.4926 | 65667.4606 | 67054.1826 | 30 | 262.6056 | 255.9196 | 823.1774 |  |  | 20 | 4376.6568 | 2556.6747 | 664.372 | 678.2392 | 8.7535 | 0.97454 | 3.2165
[14 empty] | 1 | 438.8754 | 2482.0744 | 599.8486 | 639.0833 |  |  |  | Euro 5 | 0.528 | 0.22 | 0.174 | kgCO2 / tkm |  | 200 | 429271.05 | 242421.8926 | 66194.8606 | 67581.5826 | 40 | 350.1409 | 341.2262 | 1097.5699 |  |  | 30 | 4429.1779 | 2633.4506 | 676.1316 | 689.9989 | 8.7535 | 0.97454 | 3.2165
Capital | PE | Captial |  |  |  | Graph Value | [7 empty] | 1.6306 | 457.7927 | 2500.9917 | 618.7659 | 658.0006 | 0 | 8000 |  | Euro 6 | 0.529 | 0.219 | 0.17 | kgCO2 / tkm |  | 250 | 429798.45 | 242949.2926 | 66722.2606 | 68108.9826 | 50 | 437.6761 | 426.5327 | 1371.9624 |  |  | 40 | 4481.699 | 2710.2265 | 687.8913 | 701.7585 | 8.7535 | 0.97454 | 3.2165
| 10 | 739.8 | 73.98 |  |  | 84.7542 | [7 empty] | 2 | 468.8754 | 2512.0744 | 629.8486 | 669.0833 |  |  |  |  | 0.52925 | 0.21975 | 0.1705 |  |  | 300 | 430325.85 | 243476.6926 | 67249.6606 | 68636.3826 | 60 | 525.2113 | 511.8393 | 1646.3548 |  |  | 50 | 4534.2201 | 2787.0024 | 699.651 | 713.5182 | 8.7535 | 0.97454 | 3.2165
| 100 | 40800 | 408 |  |  | 408.8754 | [7 empty] | 2.4762 | 483.1601 | 2526.3592 | 644.1334 | 683.3681 | 0 | 8000 | [7 empty] | 350 | 430853.25 | 244004.0926 | 67777.0606 | 69163.7826 | 70 | 612.7465 | 597.1458 | 1920.7473 |  |  | 60 | 4586.7413 | 2863.7783 | 711.4107 | 725.2779 | 8.7535 | 0.97454 | 3.2165
| 1000 | 318000 | 318 |  |  | 319.0641 | [7 empty] | 3 | 498.8754 | 2542.0744 | 659.8486 | 699.0833 |  |  |  |  | 0.8468 | 0.3516 | 0.2728 |  |  | 400 | 431380.65 | 244531.4926 | 68304.4606 | 69691.1826 | 80 | 700.2817 | 682.4524 | 2195.1398 |  |  | 70 | 4639.2624 | 2940.5542 | 723.1703 | 737.0376
[14 empty] | 3.4867 | 513.4756 | 2556.6747 | 674.4489 | 713.6836 | 0 | 8000 | [7 empty] | 450 | 431908.05 | 245058.8926 | 68831.8606 | 70218.5826 | [6 empty] | 80 | 4691.7835 | 3017.33 | 734.93 | 748.7972
[14 empty] | 4 | 528.8754 | 2572.0744 | 689.8486 | 729.0833 | [9 empty] | 500 | 432435.45 | 245586.2926 | 69359.2606 | 70745.9826 | 10 | 175.0704 | 255.9196 | 39.1989 | 39.1989 | 274.3925 | 90 | 4744.3047 | 3094.1059 | 746.6897 | 760.5569
saf | [13 empty] | 5 | 558.8754 | 2602.0744 | 719.8486 | 759.0833 | [9 empty] | 550 | 432962.85 | 246113.6926 | 69886.6606 | 71273.3826 | 20 | 350.1409 | 511.8393 | 78.3978 | 78.3978 | 548.7849 | 100 | 4796.8258 | 3170.8818 | 758.4494 | 772.3166
| PE | Process | Tankering | Discharge to Surface Waters | Electrical | Site Visits | Maintanence | Overall Per PE | Sans Process |  |  |  |  | 6 | 588.8754 | 2632.0744 | 749.8486 | 789.0833 | [9 empty] | 600 | 433490.25 | 246641.0926 | 70414.0606 | 71800.7826 | 30 | 525.2113 | 767.7589 | 117.5968 | 117.5968 | 823.1774 | 110 | 4849.3469 | 3247.6577 | 770.2091 | 784.0763
| 10 | 34.8668 | 104.5796 | 63.2535 | 258.5758 | 331.76 | 62.6275 | 85.5663 | 82.0796 |  |  |  |  | 7 | 618.8754 | 2662.0744 | 779.8486 | 819.0833 | [9 empty] | 650 | 434017.65 | 247168.4926 | 70941.4606 | 72328.1826 | 40 | 700.2817 | 1023.6785 | 156.7957 | 156.7957 | 1097.5699 | 150 | 5059.4314 | 3554.7613 | 817.2478 | 831.115
| 100 | 348.6676 | 511.8393 | 632.5354 | 4317.6151 | 331.76 | 83.165 | 62.2558 | 58.7691 |  |  |  |  | 8 | 648.8754 | 2692.0744 | 809.8486 | 849.0833 |  |  |  |  | tkm per tanker | Frequency |  |  |  | 700 | 434545.05 | 247695.8926 | 71468.8606 | 72855.5826 | 50 | 875.3522 | 1279.5982 | 195.9946 | 195.9946 | 1371.9623 | 160 | 5111.9526 | 3631.5372 | 829.0074 | 842.8747
| 1000 | 3486.6765 | 697.4689 | 6325.3538 | 26472.8138 | 331.76 | 83.165 | 37.3972 | 33.9106 |  |  |  |  | 9 | 678.8754 | 2722.0744 | 839.8486 | 879.0833 |  |  |  |  | 350.1409 | 2 | 700.2817 | 1120.4508 | EST | 735.6983 | 434921.5955 | 248072.4381 | 71845.4061 | 73232.1281 | 60 | 1050.4226 | 1535.5178 | 235.1935 | 235.1935 | 1646.3548 | 200 | 5322.0371 | 3938.6407 | 876.0462 | 889.9134
[14 empty] | 10 | 708.8754 | 2752.0744 | 869.8486 | 909.0833 |  |  |  |  | 210.96 | 3 | 632.88 | 1012.608 |  | 750 | 435072.45 | 248223.2926 | 71996.2606 | 73382.9826 | 70 | 1225.493 | 1791.4374 | 274.3925 | 274.3925 | 1920.7473 | 300 | 5847.2484 | 4706.3996 | 993.6429 | 1007.5101
| PE | Captial |  |  |  | Graph Value | [7 empty] | 11 | 738.8754 | 2782.0744 | 899.8486 | 939.0833 |  |  |  |  | 3218.68 | 0.14286 | 459.8114 | 735.6983 |  | 800 | 435599.85 | 248750.6926 | 72523.6606 | 73910.3826 | 80 | 1400.5634 | 2047.3571 | 313.5914 | 313.5914 | 2195.1398 | 400 | 6372.4597 | 5474.1585 | 1111.2397 | 1125.1069
| 10 | 5790 | 579 |  |  | 661.0796 | [7 empty] | 12 | 768.8754 | 2812.0744 | 929.8486 | 969.0833 | [9 empty] | 850 | 436127.25 | 249278.0926 | 73051.0606 | 74437.7826 | [6 empty] | 500 | 6897.6709 | 6241.9174 | 1228.8365 | 1242.7037
| 100 | 68900 | 689 |  |  | 2452.0744 | [7 empty] | 13 | 798.8754 | 2842.0744 | 959.8486 | 999.0833 | [9 empty] | 900 | 436654.65 | 249805.4926 | 73578.4606 | 74965.1826 | 10 | 52.5211 | 76.7759 | 11.7597 | 11.7597
| 1000 | 689000 | 689 |  |  | 722.9106 | [7 empty] | 14 | 828.8754 | 2872.0744 | 989.8486 | 1029.0833 | [9 empty] | 950 | 437182.05 | 250332.8926 | 74105.8606 | 75492.5826 | 20 | 105.0423 | 153.5518 | 23.5194 | 23.5194
[14 empty] | 15 | 858.8754 | 2902.0744 | 1019.8486 | 1059.0833 | [9 empty] | 1000 | 437709.45 | 250860.2926 | 74633.2606 | 76019.9826 | 30 | 157.5634 | 230.3277 | 35.279 | 35.279 |  |  | 4.6876 | 11.3313 | 6.8381 | 6.703
[14 empty] | 16 | 888.8754 | 2932.0744 | 1049.8486 | 1089.0833 | [8 empty] | SAF | 1012.608 | 437842.4392 | 250993.2818 | 74766.2498 | 76152.9718 | 40 | 210.0845 | 307.1036 | 47.0387 | 47.0387 | 329.271 |  | 12.7416 | 30.3026 | 18.4887 | 18.1294
[14 empty] | 17 | 918.8754 | 2962.0744 | 1079.8486 | 1119.0833 | [9 empty] | 1050 | 438236.85 | 251387.6926 | 75160.6606 | 76547.3826 | 50 | 262.6056 | 383.8794 | 58.7984 | 58.7984
EST-VF | [13 empty] | 18 | 948.8754 | 2992.0744 | 1109.8486 | 1149.0833 | [9 empty] | 1100 | 438764.25 | 251915.0926 | 75688.0606 | 77074.7826 | 60 | 315.1268 | 460.6553 | 70.5581 | 70.5581
[14 empty] | 19 | 978.8754 | 3022.0744 | 1139.8486 | 1179.0833 |  |  | 30 | 1416.8261 | 47.2275 | 66.2275 |  |  | STS | 1120.4508 | 438979.9645 | 252130.8072 | 75903.7751 | 77290.4971 | 70 | 367.6479 | 537.4312 | 82.3177 | 82.3177
[14 empty] | 20 | 1008.8754 | 3052.0744 | 1169.8486 | 1209.0833 |  |  | 87.5352 | 511.8393 | 10.936 | 10.936 |  |  |  | 1150 | 439291.65 | 252442.4926 | 76215.4606 | 77602.1826 | 80 | 420.169 | 614.2071 | 94.0774 | 94.0774
Operational | [13 empty] | 21 | 1038.8754 | 3082.0744 | 1199.8486 | 1239.0833 | [9 empty] | 1200 | 439819.05 | 252969.8926 | 76742.8606 | 78129.5826 | 90 | 472.6902 | 690.983 | 105.8371 | 105.8371
| PE | Process | Tankering | Discharge to Surface Waters | Electrical | Site Visits | Maintanence | Overall Per PE | Sans Process |  |  |  |  | 22 | 1068.8754 | 3112.0744 | 1229.8486 | 1269.0833 | [9 empty] | 1250 | 440346.45 | 253497.2926 | 77270.2606 | 78656.9826 | 100 | 525.2113 | 767.7589 | 117.5968 | 117.5968 |  |  | 4271.6145 | 2403.1229 | 640.8526 | 654.7198
| 10 | 24.7616 | 7.4413 | 63.2535 | 0 | 331.76 | 31.9957 | 45.9212 | 43.4451 |  |  |  |  | 23 | 1098.8754 | 3142.0744 | 1259.8486 | 1299.0833 | [9 empty] | 1300 | 440873.85 | 254024.6926 | 77797.6606 | 79184.3826 | 110 | 577.7324 | 844.5348 | 129.3565 | 129.3565 |  |  |  |  | 329.271
| 100 | 247.6159 | 10.936 | 632.5354 | 0 | 331.76 | 89.9486 | 13.128 | 10.6518 |  |  |  |  | 24 | 1128.8754 | 3172.0744 | 1289.8486 | 1329.0833 |  |  | STS | 429787.5064 | 87.5352 | 2626.0565 | 427161.45 | 4271.6145 |  | 1350 | 441401.25 | 254552.0926 | 78325.0606 | 79711.7826 | 150 | 787.8169 | 1151.6383 | 176.3952 | 176.3952 |  |  |  | 307.1036 | 1975.6258
| 1000 | 2476.159 | 91.7347 | 6325.3538 | 0 | 331.76 | 712.6629 | 9.9377 | 7.4615 |  |  |  |  | 25 | 1158.8754 | 3202.0744 | 1319.8486 | 1359.0833 |  |  | SAF | 255667.4706 | 511.8393 | 15355.178 | 240312.2926 | 2403.1229 |  | 1400 | 441928.65 | 255079.4926 | 78852.4606 | 80239.1826 | 160 | 840.3381 | 1228.4142 | 188.1548 | 188.1548 |  |  |  |  | 970.1236
[14 empty] | 26 | 1188.8754 | 3232.0744 | 1349.8486 | 1389.0833 |  |  | ABR-VF | 64413.3399 | 10.936 | 328.0794 | 64085.2606 | 640.8526 |  | 1450 | 442456.05 | 255606.8926 | 79379.8606 | 80766.5826 | 200 | 1050.4226 | 1535.5178 | 235.1935 | 235.1935 |  |  |  | 2710.2265 | 2616.4784
Capital | [13 empty] | 27 | 1218.8754 | 3262.0744 | 1379.8486 | 1419.0833 |  |  | ABR-AHF | 65800.062 | 10.936 | 328.0794 | 65471.9826 | 654.7198 |  | 1500 | 442983.45 | 256134.2926 | 79907.2606 | 81293.9826 | 300 | 1575.6339 | 2303.2767 | 352.7903 | 352.7903
[14 empty] | 28 | 1248.8754 | 3292.0744 | 1409.8486 | 1449.0833 | [9 empty] | 1550 | 443510.85 | 256661.6926 | 80434.6606 | 81821.3826 | 400 | 2100.8452 | 3071.0356 | 470.3871 | 470.3871
| PE | ABR | VF |  |  | Graph Value | [7 empty] | 29 | 1278.8754 | 3322.0744 | 1439.8486 | 1479.0833 | [9 empty] | 1600 | 444038.25 | 257189.0926 | 80962.0606 | 82348.7826 | 500 | 2626.0565 | 3838.7945 | 587.9839 | 587.9839
| 10 | 1080.4075 | 2548.4 | 362.8808 |  | 406.3258 | [7 empty] | 30 | 1308.8754 | 3352.0744 | 1469.8486 | 1509.0833 | [9 empty] | 1650 | 444565.65 | 257716.4926 | 81489.4606 | 82876.1826
| 100 | 3779.4648 | 21250 | 250.2946 |  | 569.8486 | [7 empty] | 31 | 1338.8754 | 3382.0744 | 1499.8486 | 1539.0833 | [9 empty] | 1700 | 445093.05 | 258243.8926 | 82016.8606 | 83403.5826
| 1000 | 19023.8286 | 282540 | 301.5638 |  | 309.0253 | [7 empty] | 32 | 1368.8754 | 3412.0744 | 1529.8486 | 1569.0833 | [9 empty] | 1750 | 445620.45 | 258771.2926 | 82544.2606 | 83930.9826
[14 empty] | 33 | 1398.8754 | 3442.0744 | 1559.8486 | 1599.0833 | [9 empty] | 1800 | 446147.85 | 259298.6926 | 83071.6606 | 84458.3826 |  | 4271.6145 | 2403.1229 | 640.8526 | 654.7198
EST-AHF | [13 empty] | 34 | 1428.8754 | 3472.0744 | 1589.8486 | 1629.0833 | [9 empty] | 1850 | 446675.25 | 259826.0926 | 83599.0606 | 84985.7826
Operational | [13 empty] | 35 | 1458.8754 | 3502.0744 | 1619.8486 | 1659.0833 | [9 empty] | 1900 | 447202.65 | 260353.4926 | 84126.4606 | 85513.1826
| PE | Process | Tankering | Discharge to Surface Waters | Electrical | Site Visits | Maintanence | Overall Per PE | Sans Process |  |  |  |  | 36 | 1488.8754 | 3532.0744 | 1649.8486 | 1689.0833 | [9 empty] | 1950 | 447730.05 | 260880.8926 | 84653.8606 | 86040.5826
| 10 | 16.3058 | 7.4413 | 63.2535 | 70.7636 | 331.76 | 59.9251 | 54.9449 | 53.3144 |  |  |  |  | 37 | 1518.8754 | 3562.0744 | 1679.8486 | 1719.0833 | [9 empty] | 2000 | 448257.45 | 261408.2926 | 85181.2606 | 86567.9826
| 100 | 163.0577 | 10.936 | 632.5354 | 436.3756 | 331.76 | 274.0019 | 18.4867 | 16.8561 |  |  |  |  | 38 | 1548.8754 | 3592.0744 | 1709.8486 | 1749.0833
| 1000 | 1630.577 | 91.7347 | 6325.3538 | 2594.6658 | 331.76 | 1609.5233 | 12.5836 | 10.953 |  |  |  |  | 39 | 1578.8754 | 3622.0744 | 1739.8486 | 1779.0833
[14 empty] | 40 | 1608.8754 | 3652.0744 | 1769.8486 | 1809.0833
Capital | [13 empty] | 41 | 1638.8754 | 3682.0744 | 1799.8486 | 1839.0833
| PE | ABR | AHF |  |  | Graph Value | [7 empty] | 42 | 1668.8754 | 3712.0744 | 1829.8486 | 1869.0833
| 10 | 1080.4075 | 1113.2 | 219.3608 |  | 272.6751 | [7 empty] | 43 | 1698.8754 | 3742.0744 | 1859.8486 | 1899.0833
| 100 | 3779.4648 | 6560.6 | 103.4006 |  | 609.0833 | [7 empty] | 44 | 1728.8754 | 3772.0744 | 1889.8486 | 1929.0833
| 1000 | 19023.8286 | 39429 | 58.4528 |  | 69.4059 | [7 empty] | 45 | 1758.8754 | 3802.0744 | 1919.8486 | 1959.0833
[14 empty] | 46 | 1788.8754 | 3832.0744 | 1949.8486 | 1989.0833
[14 empty] | 47 | 1818.8754 | 3862.0744 | 1979.8486 | 2019.0833
[14 empty] | 48 | 1848.8754 | 3892.0744 | 2009.8486 | 2049.0833
[14 empty] | 49 | 1878.8754 | 3922.0744 | 2039.8486 | 2079.0833
[14 empty] | 50 | 1908.8754 | 3952.0744 | 2069.8486 | 2109.0833
[14 empty] | 51 | 1938.8754 | 3982.0744 | 2099.8486 | 2139.0833
[14 empty] | 52 | 1968.8754 | 4012.0744 | 2129.8486 | 2169.0833
[14 empty] | 53 | 1998.8754 | 4042.0744 | 2159.8486 | 2199.0833
[14 empty] | 54 | 2028.8754 | 4072.0744 | 2189.8486 | 2229.0833
[14 empty] | 55 | 2058.8754 | 4102.0744 | 2219.8486 | 2259.0833
[14 empty] | 56 | 2088.8754 | 4132.0744 | 2249.8486 | 2289.0833
[14 empty] | 57 | 2118.8754 | 4162.0744 | 2279.8486 | 2319.0833
[14 empty] | 58 | 2148.8754 | 4192.0744 | 2309.8486 | 2349.0833
[14 empty] | 59 | 2178.8754 | 4222.0744 | 2339.8486 | 2379.0833
[14 empty] | 60 | 2208.8754 | 4252.0744 | 2369.8486 | 2409.0833
[14 empty] | 61 | 2238.8754 | 4282.0744 | 2399.8486 | 2439.0833
[14 empty] | 62 | 2268.8754 | 4312.0744 | 2429.8486 | 2469.0833
[14 empty] | 63 | 2298.8754 | 4342.0744 | 2459.8486 | 2499.0833
[14 empty] | 64 | 2328.8754 | 4372.0744 | 2489.8486 | 2529.0833
[14 empty] | 65 | 2358.8754 | 4402.0744 | 2519.8486 | 2559.0833
[14 empty] | 66 | 2388.8754 | 4432.0744 | 2549.8486 | 2589.0833
[14 empty] | 67 | 2418.8754 | 4462.0744 | 2579.8486 | 2619.0833
[14 empty] | 68 | 2448.8754 | 4492.0744 | 2609.8486 | 2649.0833
[14 empty] | 69 | 2478.8754 | 4522.0744 | 2639.8486 | 2679.0833
[14 empty] | 70 | 2508.8754 | 4552.0744 | 2669.8486 | 2709.0833
[14 empty] | 71 | 2538.8754 | 4582.0744 | 2699.8486 | 2739.0833
[14 empty] | 72 | 2568.8754 | 4612.0744 | 2729.8486 | 2769.0833
[14 empty] | 73 | 2598.8754 | 4642.0744 | 2759.8486 | 2799.0833
[14 empty] | 74 | 2628.8754 | 4672.0744 | 2789.8486 | 2829.0833
[14 empty] | 75 | 2658.8754 | 4702.0744 | 2819.8486 | 2859.0833
[14 empty] | 76 | 2688.8754 | 4732.0744 | 2849.8486 | 2889.0833
[14 empty] | 77 | 2718.8754 | 4762.0744 | 2879.8486 | 2919.0833
[14 empty] | 78 | 2748.8754 | 4792.0744 | 2909.8486 | 2949.0833
[14 empty] | 79 | 2778.8754 | 4822.0744 | 2939.8486 | 2979.0833
[14 empty] | 80 | 2808.8754 | 4852.0744 | 2969.8486 | 3009.0833
[14 empty] | 81 | 2838.8754 | 4882.0744 | 2999.8486 | 3039.0833
[14 empty] | 82 | 2868.8754 | 4912.0744 | 3029.8486 | 3069.0833
[14 empty] | 83 | 2898.8754 | 4942.0744 | 3059.8486 | 3099.0833
[14 empty] | 84 | 2928.8754 | 4972.0744 | 3089.8486 | 3129.0833
[14 empty] | 85 | 2958.8754 | 5002.0744 | 3119.8486 | 3159.0833
[14 empty] | 86 | 2988.8754 | 5032.0744 | 3149.8486 | 3189.0833
[14 empty] | 87 | 3018.8754 | 5062.0744 | 3179.8486 | 3219.0833
[14 empty] | 88 | 3048.8754 | 5092.0744 | 3209.8486 | 3249.0833
[14 empty] | 89 | 3078.8754 | 5122.0744 | 3239.8486 | 3279.0833
[14 empty] | 90 | 3108.8754 | 5152.0744 | 3269.8486 | 3309.0833
[14 empty] | 91 | 3138.8754 | 5182.0744 | 3299.8486 | 3339.0833
[14 empty] | 92 | 3168.8754 | 5212.0744 | 3329.8486 | 3369.0833
[14 empty] | 93 | 3198.8754 | 5242.0744 | 3359.8486 | 3399.0833
[14 empty] | 94 | 3228.8754 | 5272.0744 | 3389.8486 | 3429.0833
[14 empty] | 95 | 3258.8754 | 5302.0744 | 3419.8486 | 3459.0833
[14 empty] | 96 | 3288.8754 | 5332.0744 | 3449.8486 | 3489.0833
[14 empty] | 97 | 3318.8754 | 5362.0744 | 3479.8486 | 3519.0833
[14 empty] | 98 | 3348.8754 | 5392.0744 | 3509.8486 | 3549.0833
[14 empty] | 99 | 3378.8754 | 5422.0744 | 3539.8486 | 3579.0833
[14 empty] | 100 | 3408.8754 | 5452.0744 | 3569.8486 | 3609.0833
[14 empty] | 101 | 3438.8754 | 5482.0744 | 3599.8486 | 3639.0833
[14 empty] | 102 | 3468.8754 | 5512.0744 | 3629.8486 | 3669.0833
[14 empty] | 103 | 3498.8754 | 5542.0744 | 3659.8486 | 3699.0833
[14 empty] | 104 | 3528.8754 | 5572.0744 | 3689.8486 | 3729.0833
[14 empty] | 105 | 3558.8754 | 5602.0744 | 3719.8486 | 3759.0833
[14 empty] | 106 | 3588.8754 | 5632.0744 | 3749.8486 | 3789.0833
[14 empty] | 107 | 3618.8754 | 5662.0744 | 3779.8486 | 3819.0833
[14 empty] | 108 | 3648.8754 | 5692.0744 | 3809.8486 | 3849.0833
[14 empty] | 109 | 3678.8754 | 5722.0744 | 3839.8486 | 3879.0833
[14 empty] | 110 | 3708.8754 | 5752.0744 | 3869.8486 | 3909.0833
[14 empty] | 111 | 3738.8754 | 5782.0744 | 3899.8486 | 3939.0833
[14 empty] | 112 | 3768.8754 | 5812.0744 | 3929.8486 | 3969.0833
[14 empty] | 113 | 3798.8754 | 5842.0744 | 3959.8486 | 3999.0833
[14 empty] | 114 | 3828.8754 | 5872.0744 | 3989.8486 | 4029.0833
[14 empty] | 115 | 3858.8754 | 5902.0744 | 4019.8486 | 4059.0833
[14 empty] | 116 | 3888.8754 | 5932.0744 | 4049.8486 | 4089.0833
[14 empty] | 117 | 3918.8754 | 5962.0744 | 4079.8486 | 4119.0833
[14 empty] | 118 | 3948.8754 | 5992.0744 | 4109.8486 | 4149.0833
[14 empty] | 119 | 3978.8754 | 6022.0744 | 4139.8486 | 4179.0833
[14 empty] | 120 | 4008.8754 | 6052.0744 | 4169.8486 | 4209.0833
[14 empty] | 121 | 4038.8754 | 6082.0744 | 4199.8486 | 4239.0833
[14 empty] | 122 | 4068.8754 | 6112.0744 | 4229.8486 | 4269.0833
[14 empty] | 123 | 4098.8754 | 6142.0744 | 4259.8486 | 4299.0833
[14 empty] | 124 | 4128.8754 | 6172.0744 | 4289.8486 | 4329.0833
[14 empty] | 125 | 4158.8754 | 6202.0744 | 4319.8486 | 4359.0833
[14 empty] | 126 | 4188.8754 | 6232.0744 | 4349.8486 | 4389.0833
[14 empty] | 127 | 4218.8754 | 6262.0744 | 4379.8486 | 4419.0833
[14 empty] | 128 | 4248.8754 | 6292.0744 | 4409.8486 | 4449.0833
[14 empty] | 128.7871 | 4272.4899 | 6315.6889 | 4433.4631 | 4472.6978 | 0 | 8000
[14 empty] | 129 | 4278.8754 | 6322.0744 | 4439.8486 | 4479.0833
[14 empty] | 130 | 4308.8754 | 6352.0744 | 4469.8486 | 4509.0833
[14 empty] | 131 | 4338.8754 | 6382.0744 | 4499.8486 | 4539.0833
[14 empty] | 132 | 4368.8754 | 6412.0744 | 4529.8486 | 4569.0833
[14 empty] | 133 | 4398.8754 | 6442.0744 | 4559.8486 | 4599.0833
[14 empty] | 134 | 4428.8754 | 6472.0744 | 4589.8486 | 4629.0833
[14 empty] | 135 | 4458.8754 | 6502.0744 | 4619.8486 | 4659.0833
[14 empty] | 136 | 4488.8754 | 6532.0744 | 4649.8486 | 4689.0833
[14 empty] | 137 | 4518.8754 | 6562.0744 | 4679.8486 | 4719.0833
[14 empty] | 138 | 4548.8754 | 6592.0744 | 4709.8486 | 4749.0833
[14 empty] | 139 | 4578.8754 | 6622.0744 | 4739.8486 | 4779.0833
[14 empty] | 140 | 4608.8754 | 6652.0744 | 4769.8486 | 4809.0833
[14 empty] | 141 | 4638.8754 | 6682.0744 | 4799.8486 | 4839.0833
[14 empty] | 142 | 4668.8754 | 6712.0744 | 4829.8486 | 4869.0833
[14 empty] | 143 | 4698.8754 | 6742.0744 | 4859.8486 | 4899.0833
[14 empty] | 144 | 4728.8754 | 6772.0744 | 4889.8486 | 4929.0833
[14 empty] | 145 | 4758.8754 | 6802.0744 | 4919.8486 | 4959.0833
[14 empty] | 146 | 4788.8754 | 6832.0744 | 4949.8486 | 4989.0833
[14 empty] | 147 | 4818.8754 | 6862.0744 | 4979.8486 | 5019.0833
[14 empty] | 148 | 4848.8754 | 6892.0744 | 5009.8486 | 5049.0833
[14 empty] | 149 | 4878.8754 | 6922.0744 | 5039.8486 | 5079.0833
[14 empty] | 150 | 4908.8754 | 6952.0744 | 5069.8486 | 5109.0833
[14 empty] | 151 | 4938.8754 | 6982.0744 | 5099.8486 | 5139.0833
[14 empty] | 152 | 4968.8754 | 7012.0744 | 5129.8486 | 5169.0833
[14 empty] | 153 | 4998.8754 | 7042.0744 | 5159.8486 | 5199.0833
[14 empty] | 154 | 5028.8754 | 7072.0744 | 5189.8486 | 5229.0833
[14 empty] | 155 | 5058.8754 | 7102.0744 | 5219.8486 | 5259.0833
[14 empty] | 156 | 5088.8754 | 7132.0744 | 5249.8486 | 5289.0833
[14 empty] | 157 | 5118.8754 | 7162.0744 | 5279.8486 | 5319.0833
[14 empty] | 158 | 5148.8754 | 7192.0744 | 5309.8486 | 5349.0833
[14 empty] | 159 | 5178.8754 | 7222.0744 | 5339.8486 | 5379.0833
[14 empty] | 160 | 5208.8754 | 7252.0744 | 5369.8486 | 5409.0833
[14 empty] | 161 | 5238.8754 | 7282.0744 | 5399.8486 | 5439.0833
[14 empty] | 162 | 5268.8754 | 7312.0744 | 5429.8486 | 5469.0833
[14 empty] | 163 | 5298.8754 | 7342.0744 | 5459.8486 | 5499.0833
[14 empty] | 164 | 5328.8754 | 7372.0744 | 5489.8486 | 5529.0833
[14 empty] | 165 | 5358.8754 | 7402.0744 | 5519.8486 | 5559.0833
[14 empty] | 166 | 5388.8754 | 7432.0744 | 5549.8486 | 5589.0833
[14 empty] | 167 | 5418.8754 | 7462.0744 | 5579.8486 | 5619.0833
[14 empty] | 168 | 5448.8754 | 7492.0744 | 5609.8486 | 5649.0833
[14 empty] | 169 | 5478.8754 | 7522.0744 | 5639.8486 | 5679.0833
[14 empty] | 170 | 5508.8754 | 7552.0744 | 5669.8486 | 5709.0833
[14 empty] | 171 | 5538.8754 | 7582.0744 | 5699.8486 | 5739.0833
[14 empty] | 172 | 5568.8754 | 7612.0744 | 5729.8486 | 5769.0833
[14 empty] | 173 | 5598.8754 | 7642.0744 | 5759.8486 | 5799.0833
[14 empty] | 174 | 5628.8754 | 7672.0744 | 5789.8486 | 5829.0833
[14 empty] | 175 | 5658.8754 | 7702.0744 | 5819.8486 | 5859.0833
[14 empty] | 176 | 5688.8754 | 7732.0744 | 5849.8486 | 5889.0833
[14 empty] | 177 | 5718.8754 | 7762.0744 | 5879.8486 | 5919.0833
[14 empty] | 178 | 5748.8754 | 7792.0744 | 5909.8486 | 5949.0833
[14 empty] | 179 | 5778.8754 | 7822.0744 | 5939.8486 | 5979.0833
[14 empty] | 180 | 5808.8754 | 7852.0744 | 5969.8486 | 6009.0833
[14 empty] | 181 | 5838.8754 | 7882.0744 | 5999.8486 | 6039.0833
[14 empty] | 182 | 5868.8754 | 7912.0744 | 6029.8486 | 6069.0833
[14 empty] | 183 | 5898.8754 | 7942.0744 | 6059.8486 | 6099.0833
[14 empty] | 184 | 5928.8754 | 7972.0744 | 6089.8486 | 6129.0833
[14 empty] | 185 | 5958.8754 | 8002.0744 | 6119.8486 | 6159.0833
[14 empty] | 186 | 5988.8754 | 8032.0744 | 6149.8486 | 6189.0833
[14 empty] | 187 | 6018.8754 | 8062.0744 | 6179.8486 | 6219.0833
[14 empty] | 188 | 6048.8754 | 8092.0744 | 6209.8486 | 6249.0833
[14 empty] | 189 | 6078.8754 | 8122.0744 | 6239.8486 | 6279.0833
[14 empty] | 190 | 6108.8754 | 8152.0744 | 6269.8486 | 6309.0833
[14 empty] | 191 | 6138.8754 | 8182.0744 | 6299.8486 | 6339.0833
[14 empty] | 192 | 6168.8754 | 8212.0744 | 6329.8486 | 6369.0833
[14 empty] | 193 | 6198.8754 | 8242.0744 | 6359.8486 | 6399.0833
[14 empty] | 194 | 6228.8754 | 8272.0744 | 6389.8486 | 6429.0833
[14 empty] | 195 | 6258.8754 | 8302.0744 | 6419.8486 | 6459.0833
[14 empty] | 196 | 6288.8754 | 8332.0744 | 6449.8486 | 6489.0833
[14 empty] | 197 | 6318.8754 | 8362.0744 | 6479.8486 | 6519.0833
[14 empty] | 198 | 6348.8754 | 8392.0744 | 6509.8486 | 6549.0833
[14 empty] | 199 | 6378.8754 | 8422.0744 | 6539.8486 | 6579.0833
[14 empty] | 200 | 6408.8754 | 8452.0744 | 6569.8486 | 6609.0833

## 30-O (hidden)
10 PE | [8 empty] | 100 PE | [9 empty] | 1000 PE
Capital | [8 empty] | Capital | [9 empty] | Capital
STS |  |  |  | SAF |  |  | ABR |  |  | STS |  |  | SAF |  |  | ABR |  |  |  | STS |  |  | SAF |  |  | ABR
Vp | Dry | Wet | [7 empty] | Vp | All | [8 empty] | Vp | All
15 | 493.6 | 3346 |  | Dry | 5790 |  | Dry | 1080.4075 |  | 15 | 38600 |  | Overall | 68900 |  | Dry | 3779.4648 |  |  | 15 | 295370 |  | Dry | 112800 |  | Dry | 19023.8286
20 | 533.27 | 3385.516 |  | Wet | 12600 |  | Wet | 9402 |  | 20 | 38900 |  |  |  |  | Wet | 65766 |  |  | 20 | 298610 |  | Wet | 185500 |  | Wet | 624000
30 | 598.041 | 3450.324 | [7 empty] | 30 | 39541.33 | [8 empty] | 30 | 305000
40 | 662.888 | 3515.132 | [7 empty] | 40 | 40177.44 | [8 empty] | 40 | 312000
50 | 739.8 | 3592 |  |  |  |  | VF | 2548.4 |  | 50 | 40800 |  |  |  |  | VF | 21250 |  |  | 50 | 318000 |  |  |  |  | VF | 282540
60 | 792.582 | 3644.748 | [7 empty] | 60 | 41449.66 | [8 empty] | 60 | 325000
70 | 857.429 | 3709.556 | [7 empty] | 70 | 42085.77 | [8 empty] | 70 | 331000
80 | 922.276 | 3774.364 |  |  |  |  | AHF | 1113.2 |  | 80 | 42721.88 |  |  |  |  | AHF | 6560.6 |  |  | 80 | 337000 |  |  |  |  | AHF | 39429
90 | 987.123 | 3839.172 | [7 empty] | 90 | 43357.99 | [8 empty] | 90 | 344000
100 | 1047 | 3899 | [7 empty] | 100 | 44000 | [8 empty] | 100 | 350000
Operational | [8 empty] | Operational | [9 empty] | Operational
PE | STS | SAF | ABR-VF | ABR-AHF | [5 empty] | PE | STS | SAF | ABR-VF | ABR-AHF | [5 empty] | PE | STS | SAF | ABR-VF | ABR-AHF
10 | 1328.3823 | 317.6615 | 97.371 | 157.165 | [5 empty] | 100 | 12911.6282 | 4020.2479 | 948.774 | 1316.3683 | [5 empty] | 1000 | 129187.2496 | 13555.8728 | 9523.2302 | 11329.2497
| 39851.4696 | 9529.8464 | 2921.1304 | 4714.9492 | [6 empty] | 387348.8472 | 120607.4381 | 28463.2206 | 39491.0483 | [6 empty] | 3875617.487 | 406676.1828 | 285696.9063 | 339877.4902
Overall | [8 empty] | Overall | [9 empty] | Overall
| Dry |  |  |  | Wet | [5 empty] | Dry |  |  |  | Wet | [5 empty] | Dry |  |  |  | Wet
Vp | 15 | 50 | 100 | - | 15 | 50 | 100 | - |  | Vp | 15 | 50 | 100 | - | 15 | 50 | 100 | - |  | Vp | 15 | 50 | 100 | - | 15 | 50 | 100 | -
STS | 40345.0696 | 40591.2696 | 40898.4696 |  | 43197.4696 | 43443.4696 | 43750.4696 |  |  | STS |  |  |  |  | 425948.8472 | 428148.8472 | 431348.8472 |  |  | STS | 4170987.487 | 4193617.487 | 4225617.487
SAF |  |  |  | 15319.8464 |  |  |  | 22129.8464 |  | SAF | [7 empty] | 189507.4381 |  | SAF |  |  |  | 519476.1828 |  |  |  | 592176.1828
ABR-VF |  |  |  | 6549.9379 |  |  |  | 14871.5304 |  | ABR-VF |  |  |  | 53492.6854 |  |  |  | 115479.2206 |  | ABR-VF |  |  |  | 587260.7349 |  |  |  | 1192236.9063
ABR-AHF |  |  |  | 6908.5567 |  |  |  | 15230.1492 |  | ABR-AHF |  |  |  | 49831.1131 |  |  |  | 111817.6483 |  | ABR-AHF |  |  |  | 398330.3188 |  |  |  | 1003306.4902